## FID deck outputs
P&L
| in k€ | 0 | 1 | 2 | 3 | 4 | 5 | 10 | 15 | 20 | 25 | 30
Revenues |  |  | 21445.9197 | 18734.0589 | 19696.7872 | 20114.2255 | 20434.4069 | 21153.6542 | 22772.4879 | 24728.3939 | 27445.0841 | 29659.4796
Operating expenses |  |  | -3657.2767 | -3850.9072 | -4061.5028 | -4085.3005 | -4312.8701 | -4810.2843 | -5148.8789 | -5836.9909 | -6730.1132 | -7401.1009
Local taxes |  |  | -445.7784 | -430.716 | -415.6536 | -400.5912 | -385.5288 | -310.2168 | -234.9048 | -159.5928 | -84.2808 | -8.9688
EBITDA |  |  | 17342.8647 | 14452.4358 | 15219.6308 | 15628.3339 | 15736.008 | 16033.1531 | 17388.7042 | 18731.8102 | 20630.6902 | 22249.41
Depreciation |  |  | -4639.8149 | -4639.8149 | -4639.8149 | -4639.8149 | -4639.8149 | -4639.8149 | -4639.8149 | -4085.4619 | -4085.4619 | -4085.4619
EBIT |  |  | 12703.0498 | 9812.6209 | 10579.8159 | 10988.519 | 11096.1931 | 11393.3382 | 12748.8893 | 14646.3483 | 16545.2282 | 18163.9481
Financial costs |  |  | -7619.414 | -7329.7354 | -6886.138 | -6347.0675 | -5726.6316 | -2414.098 | -365.6312 | 0 | 0 | 0
EBT |  |  | 5083.6358 | 2482.8855 | 3693.6779 | 4641.4514 | 5369.5615 | 8979.2402 | 12383.2581 | 14646.3483 | 16545.2282 | 18163.9481
CIT |  |  | -483.4195 | -626.438 | -797.5832 | -926.0016 | -1020.0474 | -1493.6092 | -2005.4119 | -2339.9975 | -2624.8295 | -2867.6375
Net income |  |  | 4600.2164 | 1856.4475 | 2896.0947 | 3715.4499 | 4349.5141 | 7485.631 | 10377.8462 | 12306.3508 | 13920.3987 | 15296.3106
Balance Sheet
| in k€ | 0 | 1 | 2 | 3 | 4 | 5 | 10 | 15 | 20 | 25 | 30
Total Fixed Assets |  |  | 126793.6903 | 122153.8755 | 117514.0606 | 112874.2457 | 108234.4308 | 85035.3564 | 61836.282 | 40854.6194 | 20427.3097 | 0
Cash and current assets |  |  | 0 | 0 | 0 | 0 | 0 | 0 | 0 | 0 | 0 | 100
Total Assets |  |  | 126793.6903 | 122153.8755 | 117514.0606 | 112874.2457 | 108234.4308 | 85035.3564 | 61836.282 | 40854.6194 | 20427.3097 | 100
Equity |  |  | 15000 | 15000 | 15000 | 15000 | 15000 | 15000 | 15000 | 100 | 100 | 100
Retained earnings |  |  | -348.7107 | 1507.7369 | 4403.8316 | 8119.2815 | 12468.7955 | 34228.4428 | 46836.282 | 40754.6194 | 20327.3097 | 0
Shareholder Loan |  |  | 32303.7191 | 29204.1359 | 25514.0194 | 21427.0097 | 16962.6733 | 0 | 0 | 0 | 0 | 0
Debt |  |  | 79838.6819 | 76442.0027 | 72596.2096 | 68327.9545 | 63802.962 | 35806.9136 | 9.0949e-12 | 9.0949e-12 | 9.0949e-12 | 9.0949e-12
Total Liabilities |  |  | 126793.6903 | 122153.8755 | 117514.0606 | 112874.2457 | 108234.4308 | 85035.3564 | 61836.282 | 40854.6194 | 20427.3097 | 100
CF statement
| in k€ | 0 | 1 | 2 | 3 | 4 | 5 | 10 | 15 | 20 | 25 | 30
EBITDA |  |  | 17788.643 | 14883.1517 | 15635.2844 | 16028.925 | 16121.5367 | 16343.3698 | 17623.6089 | 18891.403 | 20714.9709 | 22258.3788
Local taxes |  |  | -445.7784 | -430.716 | -415.6536 | -400.5912 | -385.5288 | -310.2168 | -234.9048 | -159.5928 | -84.2808 | -8.9688
CIT |  |  | -483.4195 | -626.438 | -797.5832 | -926.0016 | -1020.0474 | -1493.6092 | -2005.4119 | -2339.9975 | -2624.8295 | -2867.6375
CFADS |  |  | 16859.4452 | 13825.9978 | 14422.0476 | 14702.3323 | 14715.9605 | 14539.5439 | 15383.2923 | 16391.8127 | 18005.8607 | 19381.7726
Senior debt service |  |  | -9848.9285 | -8003.9582 | -8259.0531 | -8470.0435 | -8467.8546 | -8569.5406 | -8092.4122 | 0 | 0 | 0
Cash sweep |  |  | -24.8247 | -24.8247 | -24.8247 | -24.8247 | -24.8247 | -24.8247 | -24.8247 | 0 | 0 | 0
FCF for distribution |  |  | 6985.6921 | 5797.2148 | 6138.1698 | 6207.4641 | 6223.2812 | 5945.1785 | 7266.0554 | 16391.8127 | 18005.8607 | 19381.7726
Net Shareholder Loan |  |  | -6985.6921 | -5797.2148 | -6138.1698 | -6207.4641 | -6223.2812 | 0 | 0 | 0 | 0 | 0
FCF for dividends |  |  | 0 | 0 | 0 | 0 | 0 | 5945.1785 | 7266.0554 | 16391.8127 | 18005.8607 | 19381.7726
Gross dividends |  |  | 0 | 0 | 0 | 0 | 0 | 5945.1785 | 7266.0554 | 16391.8127 | 18005.8607 | 19281.7726
Unlevered project IRR
| in k€ | 0 | 1 | 2 | 3 | 4 | 5 | 10 | 15 | 20 | 25 | 30
Unlevered Capex |  | -126095.0582
EBITDA |  |  | 17342.8647 | 14452.4358 | 15219.6308 | 15628.3339 | 15736.008 | 16033.1531 | 17388.7042 | 18731.8102 | 20630.6902 | 22249.41
Iunlevered taxes |  |  | -1950.8179 | -1517.2536 | -1632.3328 | -1693.6383 | -1709.7894 | -1754.3612 | -1957.6938 | -2196.9522 | -2481.7842 | -2724.5922
Unlevered project FCF |  | -126095.0582 | 15392.0468 | 12935.1822 | 13587.298 | 13934.6956 | 14026.2186 | 14278.7919 | 15431.0104 | 16534.858 | 18148.9059 | 19524.8178
Project IRR | 9.472%
Costs of capital | 8.303%
Project NPV | 17500.8314
|  | 0 | 1 | 2 | 3 | 4 | 5 | 6 | 7 | 8 | 9 | 10 | 11 | 12 | 13 | 14 | 15 | 16 | 17 | 18 | 19 | 20 | 21 | 22 | 23 | 24 | 25 | 26 | 27 | 28 | 29 | 30
Unlevered FCF - active case |  | -126095.0582 | 15392.0468 | 12935.1822 | 13587.298 | 13934.6956 | 14026.2186 | 14244.4391 | 14702.6231 | 14807.1261 | 14494.1391 | 14278.7919 | 15429.793 | 15477.7158 | 15490.4889 | 15571.2674 | 15431.0104 | 15582.6722 | 15735.2181 | 16115.2644 | 16464.5635 | 16534.858 | 16941.055 | 17348.3795 | 17455.1173 | 17771.1073 | 18148.9059 | 18528.5232 | 18903.5238 | 19173.0531 | 19321.59 | 19524.8178
Basaid - pasted |  | -126105.0582 | 12759.7229 | 13515.2772 | 14663.9999 | 15308.0892 | 15849.1337 | 15701.1809 | 15535.7787 | 16314.1618 | 16012.0399 | 15003.663 | 15665.5762 | 15668.4457 | 15651.7729 | 15758.3452 | 15624.8107 | 15826.6095 | 15731.0336 | 15789.2037 | 16080.6035 | 16115.9611 | 16422.9957 | 16852.7472 | 16904.6011 | 17011.9004 | 17110.6167 | 17321.4303 | 17401.7373 | 17591.7945 | 17862.8072 | 18250.3183
Matrix - pasted |  | -134298.9943 | 17925.3811 | 12174.5973 | 12508.6062 | 12894.0421 | 13131.532 | 13280.5559 | 13400.8174 | 13801.6272 | 13888.1647 | 13685.9606 | 14340.2709 | 14526.7636 | 14710.81 | 14936.1705 | 14924.7325 | 19184.8362 | 19031.7884 | 19138.044 | 19491.7741 | 19629.8345 | 20004.0612 | 20521.3576 | 20658.6615 | 20803.0108 | 20937.8128 | 21203.3927 | 21317.6801 | 21560.0342 | 21896.9844 | 22369.8662
Total |  | -260404.0524 | 30685.1041 | 25689.8745 | 27172.6061 | 28202.1313 | 28980.6657 | 28981.7368 | 28936.5961 | 30115.789 | 29900.2047 | 28689.6235 | 30005.8472 | 30195.2093 | 30362.5829 | 30694.5157 | 30549.5432 | 35011.4458 | 34762.822 | 34927.2477 | 35572.3776 | 35745.7957 | 36427.0569 | 37374.1048 | 37563.2626 | 37814.9112 | 38048.4295 | 38524.823 | 38719.4174 | 39151.8287 | 39759.7916 | 40620.1845
Levered FCF - active case |  | -48606.5201 | 0 | 4126.7916 | 2874.7833 | 2754.2894 | 3043.8595 | 3068.5017 | 3069.8115 | 3104.4383 | 3103.1156 | 3109.2271 | 3114.2096 | 3073.9888 | 3206.5574 | 3286.5022 | 3179.611 | 3256.1604 | 3703.0738 | 2500.1774 | 2807.7686 | 2323.2559 | 3341.7692 | 3365.5399 | 3373.5626 | 3416.687 | 3405.0628 | 3433.9015 | 3394.9808 | 3414.8465 | 3431.5878 | -349.543
Basaid - pasted |  | -56595.0934 | 0 | 2178.2741 | 2252.1072 | 2097.1547 | 2445.4556 | 2347.5876 | 2584.6249 | 2589.9867 | 2636.589 | 2692.7278 | 2594.786 | 2714.0388 | 2518.1172 | 2381.7068 | 2697.254 | 2856.3814 | 2597.1022 | 1696.9716 | 3516.662 | -681.0417 | 7796.2972 | 4761.8275 | 18055.3744 | 679.052 | 7381.6364 | 7412.6997 | 7391.4096 | 7576.6359 | 7328.3443 | 7375.2014
Matrix - pasted |  | -39454.4992 | 0 | 4418.979 | 2296.5089 | 2198.9918 | 2356.9112 | 2295.4812 | 2380.039 | 2312.2935 | 2422.1434 | 2381.5333 | 2423.268 | 2403.786 | 2403.1308 | 1982.2427 | 3458.1272 | 1853.964 | 2333.5934 | 2377.7536 | 2250.9363 | 2138.9744 | 2326.6094 | 2264.8922 | 2350.5228 | 2262.9923 | 2412.8428 | 2340.8105 | 2445.7139 | 2397.7381 | 2453.8581 | 606.5993
Total |  | -96049.5926 | 0 | 6597.2532 | 4548.6161 | 4296.1465 | 4802.3668 | 4643.0689 | 4964.6639 | 4902.2802 | 5058.7323 | 5074.2611 | 5018.054 | 5117.8247 | 4921.248 | 4363.9495 | 6155.3812 | 4710.3454 | 4930.6957 | 4074.7252 | 5767.5983 | 1457.9327 | 10122.9067 | 7026.7197 | 20405.8972 | 2942.0444 | 9794.4792 | 9753.5102 | 9837.1234 | 9974.374 | 9782.2024 | 7981.8007
|  | Active case | Basaid | Matrix
Total Capex |  | 0: 131416.4878; 1: 130910.5083; 2: 142413.4597
K + SHL |  | 0: 46606.5201; 1: 52595.0934; 2: 39454.4992
Gearing FID |  | 0: 64.54%; 1: 59.82%; 2: 72.3%
Gearing Average |  | 0: 49.99%; 1: 35.52%; 2: 62.29%
LCOE calculations
OpEx - active case |  |  | 4103.055 | 4281.6231 | 4477.1564 | 4485.8916 | 4698.3989 | 4714.0022 | 4803.7908 | 4858.583 | 4871.8747 | 5120.5011 | 4862.6148 | 4922.9926 | 4982.6592 | 5048.0314 | 5383.7837 | 5309.0588 | 5388.5799 | 5481.5196 | 5574.2606 | 5996.5837 | 6103.2636 | 6211.9611 | 6583.1149 | 6695.7516 | 6814.3939 | 6935.371 | 7058.3287 | 7177.0676 | 7290.6727 | 7410.0696
Basaid - pasted |  |  | 4833.1625 | 4990.1197 | 5152.9223 | 5207.6211 | 5482.9427 | 5466.0647 | 5497.4812 | 5640.0554 | 5658.2794 | 5822.3014 | 4874.1684 | 4931.7565 | 4989.5999 | 5056.5691 | 5392.7377 | 5321.1172 | 5385.2748 | 5458.284 | 5547.44 | 5967.5998 | 6068.1397 | 6178.2258 | 6545.9812 | 6645.6958 | 6747.0576 | 6857.5824 | 6962.2928 | 7076.1108 | 7197.2996 | 7328.1072
Matrix - pasted |  |  | 4337.7578 | 4474.9073 | 4820.5661 | 4865.1362 | 5122.7228 | 5104.0982 | 5133.4628 | 5263.4006 | 5280.9348 | 5403.9348 | 4821.6062 | 4874.9406 | 4928.2518 | 4991.8477 | 5334.6306 | 5223.3859 | 5281.7638 | 5321.2169 | 5407.333 | 5781.8011 | 5878.4265 | 5985.6987 | 6322.6907 | 6415.5825 | 6509.881 | 6614.3151 | 6711.4599 | 6818.6546 | 6933.8693 | 7059.7066
Production P50 - active case |  |  | 201201.3247 | 201201.3247 | 201201.3247 | 201201.3247 | 201201.3247 | 201201.3247 | 201201.3247 | 201201.3247 | 201201.3247 | 201201.3247 | 201201.3247 | 201201.3247 | 201201.3247 | 201201.3247 | 201201.3247 | 201201.3247 | 201201.3247 | 201201.3247 | 201201.3247 | 201201.3247 | 201201.3247 | 201201.3247 | 201201.3247 | 201201.3247 | 201201.3247 | 201201.3247 | 201201.3247 | 201201.3247 | 201201.3247 | 201201.3247
Basaid - pasted |  |  | 201201.3247 | 201201.3247 | 201201.3247 | 201201.3247 | 201201.3247 | 201201.3247 | 201201.3247 | 201201.3247 | 201201.3247 | 201201.3247 | 201201.3247 | 201201.3247 | 201201.3247 | 201201.3247 | 201201.3247 | 201201.3247 | 201201.3247 | 201201.3247 | 201201.3247 | 201201.3247 | 201201.3247 | 201201.3247 | 201201.3247 | 201201.3247 | 201201.3247 | 201201.3247 | 201201.3247 | 201201.3247 | 201201.3247 | 201201.3247
Matrix - pasted |  |  | 233939.9328 | 233939.9328 | 233939.9328 | 233939.9328 | 233939.9328 | 233939.9328 | 233939.9328 | 233939.9328 | 233939.9328 | 233939.9328 | 233939.9328 | 233939.9328 | 233939.9328 | 233939.9328 | 233939.9328 | 233939.9328 | 233939.9328 | 233939.9328 | 233939.9328 | 233939.9328 | 233939.9328 | 233939.9328 | 233939.9328 | 233939.9328 | 233939.9328 | 233939.9328 | 233939.9328 | 233939.9328 | 233939.9328 | 233939.9328
Project CapEx - active case |  | 0: 126095.0582
Basaid - pasted |  | 0: 126105.0582
Matrix - pasted |  | 0: 134298.9943
NPVs |  | 0: Active case; 1: Basaid; 2: Matrix
NPV Public |  | 0: 0; 1: 0; 2: 109332.0325
NPV Private |  | 0: 29396.8186; 1: 0; 2: 114251.8327
NPV Merchant |  | 0: 220591.7699; 1: 263174.5437; 2: 145875.1307
NPV Equity |  | 0: 531405.9413; 1: 674130.9233; 2: 434664.9986
NPV Debt |  | 0: 531193.9856; 1: 371277.8132; 2: 718057.0644
Project Hurdle rate 30y
Project IRR 30y
Project Discount Rate 30y
Project NPV 30y
Equity hurdle rate 30y
Equity IRR 30y
Equity Discount rate 30y
Equity NPV 30y
% merchant revenues
EBITDA (Average Y1-5)
LCOE 30y P50
Total CapEx
Debt/Total capex at FID
Average Debt/total capex
Project NPV / Capex
Equity amount (capital + SHL)

## Discount rate NPV
AKUO expected Yields (Project & Equity)
Version 1.0 @ january, 1st 2026 | [8 empty] | Base Rate (A) | Risk premium | [5 empty] | Revenues factor |  |  | Unlevered Cost of Capital E=A+B+(CxD) |  |  |  | Project Hurdle Rates (HRp) |  |  | Hurdle Rates ARDIAN (Acquisition BP) |  |  |  | Delta |  |  | All-In simulation Senior debt | Internal Market benchmark (Datas from Regional Manager)
[10 empty] | CDS Rating | CDS Market | Volatility Factor | Country (B) | Market (C) | Unlevered Beta (D) | Public (E ) | Private PPA (E ) | Merchant (E ) | Public | Private PPA | Merchant | Value creation Target | [7 empty] | HR | CRP
35%
Country code (ISO 3166) | Country currency | Country currency (ISO 4217) | Reference currency | Country code AFS | Country name (ISO) | Regions | OECD | Year | Risk free rates | 2026-01-01 | 2026-01-01 | 1.5234 | Country Risk Premium | ERP Damodaran (01/26) | 0.49 | 0% | 5% | 10% | Project Discount rate (A + B + C x D) x (1 + E) |  |  |  | Public | Private PPA | Merchant | Low | High | Average | CRP | Akuo -Ardian | Akuo -Ardian | Bank spread (C) | Solar | Solar | Wind | Hybrid | Storage
US | Dollar des États-Unis | USD | USD | United States | United States | US | OECD | 2025 | 3.959% |  | 0.3% | 1.5234 | 0.457% | 4.24% | 0.49 | 0% | 5% | 10% | 6.494% | 6.818% | 7.143% | 15% | 7.468% | 7.841% | 8.214% | [6 empty] | 1.484% | 4.91% | 9% | 10%
DO | Peso dominicain | DOP | USD | Dominican Republic | Dominican Republic | LATAM |  | 2025 | 3.959% | 3.895% |  | 1.5234 | 3.895% | 4.24% | 0.49 | 0% | 5% | 10% | 9.932% | 10.43% | 10.93% | 15% | 11.42% | 11.99% | 12.56% | 11% | 12.5% | 11.75% | 2.43% | 0.2427% | 1.465% | 1.484% | 6.595% | 11% | 12%
UY | Nouveau Peso uruguayen | UYU | USD | Uruguay | Uruguay | LATAM |  | 2025 | 3.959% |  | 0.63% | 1.5234 | 0.9597% | 4.24% | 0.49 | 0% | 5% | 10% | 6.996% | 7.346% | 7.696% | 15% | 8.046% | 8.448% | 8.85% | 10.1% | 11.6% | 10.85% | 0.75% | -2.402% | 0.2097% | 1.484% | 5.156% | 10% | 11%
CL | Chilian Peso | CLF | USD | Chile | Chile | LATAM | OECD | 2025 | 3.959% |  | 0.73% | 1.5234 | 1.112% | 4.24% | 0.49 | 0% | 5% | 10% | 7.149% | 7.506% | 7.864% | 15% | 8.221% | 8.632% | 9.043% | 9.6% | 11.1% | 10.35% | 0.77% | -1.718% | 0.3421% | 1.484% | 5.231% | 10% | 11%
NZ | New-zeland dollar | NZD | USD | New Zealand | New Zealand | Europe | OECD | 2025 | 3.959% |  | 0.09% | 1.5234 | 0.1371% | 4.24% | 0.49 | 0% | 5% | 10% | 6.174% | 6.482% | 6.791% | 15% | 7.1% | 7.455% | 7.81% | [6 empty] | 1.484% | 4.753%
MU | Mauritian rupee | MUR | USD | Mauritius | Mauritius | Europe |  | 2025 | 3.959% | 2.845% |  | 1.5234 | 2.845% | 4.24% | 0.49 | 0% | 5% | 10% | 8.882% | 9.326% | 9.77% | 15% | 10.21% | 10.72% | 11.24% | 10% | 11.5% | 10.75% |  | -0.02506% |  | 1.484% | 6.08%
FR | Euro | EUR | EUR | France | France | France | OECD | 2025 | 2.738% |  | 0.5% | 1.5234 | 0.7617% | 4.24% | 0.49 | 0% | 5% | 10% | 5.577% | 5.856% | 6.135% | 15% | 6.414% | 6.735% | 7.056% | 6.5% | 8% | 7.25% |  | -0.5152% |  | 1.484% | 3.839% | 6% | 7%
PT | Euro | EUR | EUR | Portugal | Portugal | Europe | OECD | 2025 | 2.738% |  | 0.31% | 1.5234 | 0.4722% | 4.24% | 0.49 | 0% | 5% | 10% | 5.288% | 5.552% | 5.817% | 15% | 6.081% | 6.385% | 6.689% | 7.15% | 8.65% | 7.9% | 0.23% | -1.515% | 0.2422% | 1.484% | 3.697% | 7.5% | 8.5%
GR | Euro | EUR | EUR | Greece | Greece | Europe | OECD | 2025 | 2.738% |  | 0.61% | 1.5234 | 0.9293% | 4.24% | 0.49 | 0% | 5% | 10% | 5.745% | 6.032% | 6.32% | 15% | 6.607% | 6.937% | 7.267% | 7.5% | 9% | 8.25% | 0.94% | -1.313% | -0.01074% | 1.484% | 3.921% | 8% | 9%
BG | Lev | BGN | EUR | Bulgaria | Bulgaria | Europe |  | 2025 | 2.738% |  | 0.63% | 1.5234 | 0.9597% | 4.24% | 0.49 | 0% | 5% | 10% | 5.776% | 6.064% | 6.353% | 15% | 6.642% | 6.974% | 7.306% | [6 empty] | 1.484% | 3.936%
PL | Zloty | PLN | EUR | Poland | Poland | Europe | OECD | 2025 | 2.738% |  | 0.86% | 1.5234 | 1.31% | 4.24% | 0.49 | 0% | 5% | 10% | 6.126% | 6.432% | 6.738% | 15% | 7.045% | 7.397% | 7.749% | 7.85% | 9.35% | 8.6% | 0.64% | -1.203% | 0.6701% | 1.484% | 4.107% | 8.5% | 9%
HR | Kuna | HRK | EUR | Croatia | Croatia | Europe |  | 2025 | 2.738% |  | 0.88% | 1.5234 | 1.341% | 4.24% | 0.49 | 0% | 5% | 10% | 6.156% | 6.464% | 6.772% | 15% | 7.08% | 7.434% | 7.788% | 7.8% | 9.3% | 8.55% | 1.02% | -1.116% | 0.3206% | 1.484% | 4.122% | 10% | 11%
ME | Euro | EUR | EUR | Montenegro | Montenegro | Europe |  | 2025 | 2.738% | 5.828% |  | 1.5234 | 5.828% | 4.24% | 0.49 | 0% | 5% | 10% | 10.64% | 11.18% | 11.71% | 15% | 12.24% | 12.85% | 13.46% | [6 empty] | 1.484% | 6.321% | 10% | 11%
XK | Euro | EUR | EUR | Republic of Kosovo | Republic of Kosovo | Europe |  | 2025 | 2.738% | 5.828% |  | 1.5234 | 5.828% | 4.24% | 0.49 | 0% | 5% | 10% | 10.64% | 11.18% | 11.71% | 15% | 12.24% | 12.85% | 13.46% | 9.9% | 11.4% | 10.65% | 3.06% | 2.202% | 2.768% | 1.484% | 6.321% | 10% | 11%
RS | Dinar Serbe | RSD | EUR | Serbia | Serbia | Europe |  | 2025 | 2.738% |  | 1.82% | 1.5234 | 2.773% | 4.24% | 0.49 | 0% | 5% | 10% | 7.588% | 7.968% | 8.347% | 15% | 8.727% | 9.163% | 9.599% | 9.9% | 11.4% | 10.65% | 3.06% | -1.487% | -0.2875% | 1.484% | 4.824% | 10% | 11%
MK | Denar | MKD | EUR | Macedonia | The Republic of North Macedonia | Europe |  | 2025 | 2.738% | 4.656% |  | 1.5234 | 4.656% | 4.24% | 0.49 | 0% | 5% | 10% | 9.472% | 9.945% | 10.42% | 15% | 10.89% | 11.44% | 11.98% | 9.9% | 11.4% | 10.65% | 3.06% | 0.7872% | 1.596% | 1.484% | 5.747% | 10% | 11%
BA | Mark bosniaque convertible | BAM | EUR | Bosnia and Herzegovina | Bosnia and Herzegovina | Europe |  | 2025 | 2.738% | 8.414% |  | 1.5234 | 8.414% | 4.24% | 0.49 | 0% | 5% | 10% | 13.23% | 13.89% | 14.55% | 15% | 15.21% | 15.98% | 16.74% | [6 empty] | 1.484% | 7.588% | 10% | 11%
Illustrative figures : To be adjusted according the financial structure | [8 empty] | Bridge unlevered to levered beta | [6 empty] | Revenues factor |  |  | Cost of Equity |  |  |  | Equity Hurdle Rates (HRe)
[9 empty] | Unlevered Beta (D) |  |  |  | Tax rate (t) | Average Discounted Gearing (ADG) | Levered Beta | Public (E ) | Private PPA (E ) | Merchant (E ) | Public | Private PPA | Merchant | Value creation Target
Country code (ISO 3166) | Country currency | Country currency (ISO 4217) | Reference currency | Country code AFS | Country name (ISO) | Regions | OECD | Year | 0.49 |  |  |  | CIT | Debt NPV ----------- Equity NPV | D x [1+(1-t) x ADG] | 0% | 5% | 10% | Cost of Equity (A + B + C x D) x (1 + E) |  |  |  | Public | Private PPA | Merchant
US | Dollar des États-Unis | USD | USD | United States | United States | US | OECD | 2025 | 0.49 |  |  |  | 25.6% | 140% | 1.0004 | 0% | 5% | 10% | 8.658% | 9.09% | 9.523% | 15% | 9.956% | 10.45% | 10.95%
DO | Peso dominicain | DOP | USD | Dominican Republic | Dominican Republic | LATAM |  | 2025 | 0.49 |  |  |  | 27% | 140% | 0.99078 | 0% | 5% | 10% | 12.06% | 12.66% | 13.26% | 15% | 13.86% | 14.56% | 15.25%
UY | Nouveau Peso uruguayen | UYU | USD | Uruguay | Uruguay | LATAM |  | 2025 | 0.49 |  |  |  | 25% | 140% | 1.0045 | 0% | 5% | 10% | 9.178% | 9.637% | 10.1% | 15% | 10.55% | 11.08% | 11.61%
CL | Chilian Peso | CLF | USD | Chile | Chile | LATAM | OECD | 2025 | 0.49 |  |  |  | 25% | 140% | 1.0045 | 0% | 5% | 10% | 9.33% | 9.797% | 10.26% | 15% | 10.73% | 11.27% | 11.8%
NZ | New-zeland dollar | NZD | USD | New Zealand | New Zealand | Europe | OECD | 2025 | 0.49 |  |  |  | 28% | 140% | 0.98392 | 0% | 5% | 10% | 8.268% | 8.681% | 9.095% | 15% | 9.508% | 9.983% | 10.46%
MU | Mauritian rupee | MUR | USD | Mauritius | Mauritius | Europe |  | 2025 | 0.49 |  |  |  | 15% | 140% | 1.0731 | 0% | 5% | 10% | 11.35% | 11.92% | 12.49% | 15% | 13.06% | 13.71% | 14.36%
FR | Euro | EUR | EUR | France | France | France | OECD | 2025 | 0.49 |  |  |  | 25% | 140% | 1.0045 | 0% | 5% | 10% | 7.759% | 8.147% | 8.535% | 15% | 8.923% | 9.369% | 9.815% |  |  | 9.375%
PT | Euro | EUR | EUR | Portugal | Portugal | Europe | OECD | 2025 | 0.49 |  |  |  | 30% | 140% | 0.9702 | 0% | 5% | 10% | 7.324% | 7.69% | 8.056% | 15% | 8.423% | 8.844% | 9.265%
GR | Euro | EUR | EUR | Greece | Greece | Europe | OECD | 2025 | 0.49 |  |  |  | 22% | 140% | 1.0251 | 0% | 5% | 10% | 8.014% | 8.414% | 8.815% | 15% | 9.216% | 9.677% | 10.14%
BG | Lev | BGN | EUR | Bulgaria | Bulgaria | Europe |  | 2025 | 0.49 |  |  |  | 10% | 140% | 1.1074 | 0% | 5% | 10% | 8.393% | 8.813% | 9.233% | 15% | 9.652% | 10.13% | 10.62%
PL | Zloty | PLN | EUR | Poland | Poland | Europe | OECD | 2025 | 0.49 |  |  |  | 19% | 140% | 1.0457 | 0% | 5% | 10% | 8.482% | 8.906% | 9.33% | 15% | 9.754% | 10.24% | 10.73%
HR | Kuna | HRK | EUR | Croatia | Croatia | Europe |  | 2025 | 0.49 |  |  |  | 18% | 121.4% | 0.97789 | 0% | 5% | 10% | 8.225% | 8.636% | 9.048% | 15% | 9.459% | 9.932% | 10.4%
ME | Euro | EUR | EUR | Montenegro | Montenegro | Europe |  | 2025 | 0.49 |  |  |  | 15% | 140% | 1.0731 | 0% | 5% | 10% | 13.12% | 13.77% | 14.43% | 15% | 15.08% | 15.84% | 16.59%
XK | Euro | EUR | EUR | Republic of Kosovo | Republic of Kosovo | Europe |  | 2025 | 0.49 |  |  |  | 10% | 140% | 1.1074 | 0% | 5% | 10% | 13.26% | 13.92% | 14.59% | 15% | 15.25% | 16.01% | 16.78%
RS | Dinar Serbe | RSD | EUR | Serbia | Serbia | Europe |  | 2025 | 0.49 |  |  |  | 15% | 99.96% | 0.90633 | 0% | 5% | 10% | 9.354% | 9.821% | 10.29% | 15% | 10.76% | 11.29% | 11.83%
MK | Denar | MKD | EUR | Macedonia | The Republic of North Macedonia | Europe |  | 2025 | 0.49 |  |  |  | 10% | 140% | 1.1074 | 0% | 5% | 10% | 12.09% | 12.69% | 13.3% | 15% | 13.9% | 14.6% | 15.29%
BA | Mark bosniaque convertible | BAM | EUR | Bosnia and Herzegovina | Bosnia and Herzegovina | Europe |  | 2025 | 0.49 |  |  |  | 10% | 140% | 1.1074 | 0% | 5% | 10% | 15.85% | 16.64% | 17.43% | 15% | 18.23% | 19.14% | 20.05%
Note on K7: Taux 10 ans OAT (Europe) Taux 10 ans (T-bill)
Note on O7: Ecarts de taux selon données Damodaran (CDS)

## Outputs
Project Inputs |  |  |  | Financial Inputs
Project Name |  | Tuhobić
|  |  |  | Financial Closing |  | 2028-06-30
Capacity |  | 35 |  | Operation Start |  | 2029-12-30
Yield (P50 - P90) |  | 4164h - 3620h |  | Investment Horizon |  | 30
P90/P50 Ratio |  | 0%
|  |  |  | Gearing Ratio | % | 59,4 / 40,6
Tariff (Y1) |  | 60 |  |  | k€ | 43 / 30
Turnover (Y1) |  | 8189.2856
Escalation |  | 2% |  | Senior Debt |  | 43359.2738
PPA Term |  | 12 |  | Tenor |  | 14
|  |  |  | Margin |  | 265
OpEx (Y1) |  | 1998.047 |  | Average Rate |  | 5.95%
per MW |  | 0.016559 |  | DSCR |  | 1.2 in P_90-10y
per MWh |  | 19.3666
|  |  |  | Akuo Carbon Fund |  | n.a.
Escalation |  | 2% |  | Tenor |  | n.a.
|  |  |  | Margin |  | n.a.
Total CapEx |  | 72993.7068 |  | Average Rate |  | 7.909%
per MW |  | 2085.5345 |  | DSCR |  | n.a.
Hard CapEx |  | 70691.5394
Turbines |  | 35000 |  | Equity |  | 29635.1762
per MW |  | 1000 |  | Capital |  | 500
|  |  |  | iSHL |  | 8%
EPC Contract |  | 13560 |  | Shareholder Loan Repayment |  | 17.5202
per MW |  | 387.4286
|  |  |  | Bid Bond |  | 0
|  |  |  | Completion Bond |  | 0
Costs and Fees
|  |  |  | Share Capital |  | 500
|  |  |  | Share Premium |  | 0
|  |  |  | Development costs and fees |  | 2739.15 |  | Sources |  |  | Uses
|  |  |  | Market Fees costs and fees |  | 2000 |  | Equity Shares | 0.685% | 500 | CAPEX |  | 70691.5394
|  |  |  | Construction Supervision costs and fees |  | 1742.25 |  | Shareholder Loan | 39.91% | 29135.1762 | IDCs |  | 1519.5639
|  |  |  | Total Contingencies |  | 3036.945 |  | Akuo Carbon Fund | 0% | 0 | Bank Fees |  | 633.8237
|  |  |  | Operation Supervision costs and fees |  | 138 |  | Senior Debt | 59.4% | 43359.2738 | Reserve Accounts |  | 0
[11 empty] | VAT Costs |  | 148.7798
[8 empty] | Total |  | 72994.45 | Total |  | 72993.7068
[8 empty] | VAT Facility |  | 3361.509
Model Check | 11028.6714 | 11028.6714
Current Case Check | 11028.671 | 11028.671
Sizing Case Check | 0.00032697 | 0.00032697 | Check errors in sizing scenario
Model Balance | 0.83631 | 0.83631
Balance Sheet | 1.5734e-10 | 1.5734e-10 | 1.5734e-10
Sources & Uses | 0.74321 | 0.74321 | 0.74321 | 0 | 0 | 0
Negative Cash | 0 | 0 | 0 | 0 | 0
CapEx Spending Profile | 2.2204e-15 | 2.2204e-15 | 2.2204e-15
OpEx | 0 | 0 | 0
Cash Flow Balance | 0 | 0 | 0 | 0
Depreciation | 1.4552e-11 | 1.4552e-11 | 0 | 1.4552e-11 | Check CapEx payment schedule
Yield case | 0 | 0 | 0 | Selected production scenario differs from macro scenarios
Circular References Break | 0.093099 | 0.093099 | 0.74321 | 0.094679 | 0 | 0 | 0 | 0 | 0 | 0 | 0 | 9.4679 | Check iSHL over capitalization & run sizing macro
Flags | 0 | 0 | 0
Equity | 11027.8347 | 11027.8347
SHL capitalization | 11027.8347 | 11027.8347 | 1 | 11026.8347
SHL repayment | 1.819e-12 | 1.819e-12 | 1.819e-12
Distribution time shift | 0 | 0 | 0 | 0
Debt | 0 | 0
Covenants | 0 | 0 | 0 | 0 | 0 | 0 | 0 | 34
Reserve accounts | 0 | 0 | 0
Debt repayment | 0 | 0 | 0 | 0 | 0 | 0
Sub debt capitalization | 0 | 0 | 0
Cash Flow Waterfall
Dates |  | 2029-12-31 | 2030-12-31 | 2031-12-31 | 2032-12-31 | 2033-12-31 | 2034-12-31 | 2035-12-31 | 2036-12-31 | 2037-12-31 | 2038-12-31 | 2039-12-31 | 2040-12-31 | 2041-12-31 | 2042-12-31 | 2043-12-31 | 2044-12-31 | 2045-12-31 | 2046-12-31 | 2047-12-31 | 2048-12-31 | 2049-12-31 | 2050-12-31 | 2051-12-31 | 2052-12-31 | 2053-12-31 | 2054-12-31
Period |  | 0 | 1 | 2 | 3 | 4 | 5 | 6 | 7 | 8 | 9 | 10 | 11 | 12 | 13 | 14 | 15 | 16 | 17 | 18 | 19 | 20 | 21 | 22 | 23 | 24 | 25
Revenue |  | 0 | 8189.2856 | 8304.7072 | 8423.6265 | 8546.1136 | 8656.3628 | 8831.0932 | 9002.3227 | 9184.701 | 9378.3053 | 9568.6405 | 9755.7868 | 9954.4003 | 15000.4352 | 15011.8321 | 15186.4869 | 15354.5834 | 15820.2519 | 16193.3463 | 16560.7277 | 16939.2582 | 17322.6183 | 17702.0524 | 18159.297 | 18504.2782 | 18854.2874
Opex |  | 0 | 1998.047 | 2029.8332 | 2147.0552 | 2180.1255 | 2213.8573 | 2378.0078 | 2413.1023 | 2448.8988 | 2485.4111 | 2522.6538 | 2603.0412 | 2641.7885 | 2681.3106 | 2721.6232 | 2734.7692 | 2827.0309 | 2869.2404 | 2912.294 | 2956.2087 | 3001.0016 | 3125.9905 | 3172.5931 | 3220.1277 | 3268.6131 | 3318.0681
Income Tax |  | 0 | 0 | 0 | 0 | 0 | 0 | 0 | 0 | 0 | 0 | 0 | 0 | 0 | 120.189 | 955.2376 | 1084.5403 | 1224.5048 | 1436.2108 | 1644.9309 | 1811.2506 | 1871.3233 | 2554.403 | 2614.3127 | 2688.0605 | 2741.4297 | 2795.5295
Senior Debt Service |  | 0 | 4267.8006 | 4324.9308 | 4313.3986 | 4374.5774 | 4426.3391 | 4416.1329 | 4510.937 | 4613.2331 | 4723.0654 | 4829.9208 | 4898.512 | 5010.1109 | 5798.263 | 5674.1258 | 0 | 0 | 0 | 0 | 0 | 0 | 0 | 0 | 0 | 0 | 0
Junior Debt Service |  | 0 | 0 | 0 | 0 | 0 | 0 | 0 | 0 | 0 | 0 | 0 | 0 | 0 | 0 | 0 | 0 | 0 | 0 | 0 | 0 | 0 | 0 | 0 | 0 | 0 | 0
Reserve Accounts |  | 0 | 0 | 0 | 0 | 0 | 0 | 0 | 0 | 0 | 0 | 0 | 0 | 0 | 0 | 0 | 0 | 0 | 0 | 0 | 0 | 0 | 0 | 0 | 0 | 0 | 0
SHL |  | 0 | 1923.438 | 1949.9431 | 1963.1727 | 1991.4106 | 2016.1663 | 2036.9525 | 2078.2833 | 2122.5691 | 2169.8288 | 2216.0659 | 2254.2336 | 2302.501 | 6400.6726 | 5660.8455 | 11367.1774 | 11303.0477 | 11514.8007 | 11214.9377 | 0 | 0 | 0 | 0 | 0 | 0 | 0
Dividends |  | 0 | 0 | 0 | 0 | 0 | 0 | 0 | 0 | 0 | 0 | 0 | 0 | 0 | 0 | 0 | 0 | 0 | 0 | 421.1837 | 11793.2685 | 11516.9332 | 11636.7248 | 11909.6466 | 12245.6088 | 12488.7354 | 12735.1898
Cash |  | 0 | 0 | 0 | 0 | 0 | 0 | 0 | 0 | 0 | 0 | 0 | 0 | 0 | 0 | 0 | 0 | 0 | 0 | 0 | 0 | 550 | 0 | 0 | 0 | 0 | 0
Senior DSCR |  | #N/A | 1.451 | 1.451 | 1.455 | 1.455 | 1.455 | 1.461 | 1.461 | 1.46 | 1.459 | 1.459 | 1.46 | 1.46 | 2.084 | 1.822 | #N/A | #N/A | #N/A | #N/A | #N/A | #N/A | #N/A | #N/A | #N/A | #N/A | #N/A
Junior DSCR |  | #N/A | #N/A | #N/A | #N/A | #N/A | #N/A | #N/A | #N/A | #N/A | #N/A | #N/A | #N/A | #N/A | #N/A | #N/A | #N/A | #N/A | #N/A | #N/A | #N/A | #N/A | #N/A | #N/A | #N/A | #N/A | #N/A
Senior Debt
Outstanding (scale 2) |  | 43358.5306 | 41681.4784 | 39843.7382 | 37911.7728 | 35792.7951 | 33491.5171 | 31059.6777 | 28387.7888 | 25443.3443 | 22207.1047 | 18664.2234 | 14837.7376 | 10660.6772 | 5427.7918 | 0 | 0 | 0 | 0 | 0 | 0 | 0 | 0 | 0 | 0 | 0 | 0
Principal |  | 0 | 1677.0522 | 1837.7402 | 1931.9653 | 2118.9777 | 2301.2781 | 2431.8393 | 2671.8889 | 2944.4445 | 3236.2396 | 3542.8813 | 3826.4858 | 4177.0604 | 5232.8854 | 5427.7918 | 0 | 0 | 0 | 0 | 0 | 0 | 0 | 0 | 0 | 0 | 0
Interests |  | 0 | 2590.7484 | 2487.1906 | 2381.4333 | 2255.5997 | 2125.0611 | 1984.2936 | 1839.0481 | 1668.7885 | 1486.8258 | 1287.0395 | 1072.0261 | 833.0505 | 565.3776 | 246.3339 | 0 | 0 | 0 | 0 | 0 | 0 | 0 | 0 | 0 | 0 | 0
Akuo Carbon Fund
Outstanding (scale 2) |  | 0 | 0 | 0 | 0 | 0 | 0 | 0 | 0 | 0 | 0 | 0 | 0 | 0 | 0 | 0 | 0 | 0 | 0 | 0 | 0 | 0 | 0 | 0 | 0 | 0 | 0
Principal |  | 0 | 0 | 0 | 0 | 0 | 0 | 0 | 0 | 0 | 0 | 0 | 0 | 0 | 0 | 0 | 0 | 0 | 0 | 0 | 0 | 0 | 0 | 0 | 0 | 0 | 0
Interests |  | 0 | 0 | 0 | 0 | 0 | 0 | 0 | 0 | 0 | 0 | 0 | 0 | 0 | 0 | 0 | 0 | 0 | 0 | 0 | 0 | 0 | 0 | 0 | 0 | 0 | 0
Shareholder Loan
Outstanding (scale 2) |  | 29135.1762 | 33410.5917 | 34147.953 | 34939.666 | 35759.5029 | 36620.9875 | 37531.5673 | 38482.7354 | 39457.9048 | 40464.4432 | 41505.9531 | 42602.858 | 43730.6987 | 40768.038 | 38302.1759 | 29819.4763 | 20699.1605 | 10614.4064 | 0 | 0 | 0 | 0 | 0 | 0 | 0 | 0
Principal |  | 0 | 0 | 0 | 0 | 0 | 0 | 0 | 0 | 0 | 0 | 0 | 0 | 0 | 2962.6607 | 2465.8621 | 8482.6997 | 9120.3157 | 10084.7542 | 10614.4064 | 0 | 0 | 0 | 0 | 0 | 0 | 0
Interests |  | 0 | 1923.438 | 1949.9431 | 1963.1727 | 1991.4106 | 2016.1663 | 2036.9525 | 2078.2833 | 2122.5691 | 2169.8288 | 2216.0659 | 2254.2336 | 2302.501 | 3438.0119 | 3194.9834 | 2884.4778 | 2182.7319 | 1430.0465 | 600.5313 | 0 | 0 | 0 | 0 | 0 | 0 | 0
Capitalized |  | 3568.6878 | 706.7276 | 737.3613 | 791.713 | 819.8368 | 861.4846 | 910.5798 | 951.168 | 975.1694 | 1006.5384 | 1041.51 | 1096.9049 | 1127.8407 | 0 | 0 | 0 | 0 | 0 | 0 | 0 | 0 | 0 | 0 | 0 | 0 | 0
PPA Term
P_50

## CapEx
11028.6714
|  |  |  | Contingencies |  | VAT |  | WTH |  | Dep. | Comments | Test | Payment Schedule
|  | Amount | per MW | Level | Rate | Appl. | Cost | Rate | Cost |  |  | 2.2204e-15 | 1 | 2 | 3 | 4 | 5 | 6 | 7 | 8 | 9 | 10 | 11 | 12 | 13 | 14 | 15 | 16 | 17 | 18 | 19 | 20 | 21 | 22 | 23 | 24 | 25 | 26 | 27 | 28 | 29 | 30
| Total Hard CapEx | 72993.7068 | 2085.5345
C.01 | Production Unit | 35000 | 1000 | [8 empty] | 4.4409e-16 | 5.556% | 5.556% | 5.556% | 5.556% | 5.556% | 5.556% | 5.556% | 5.556% | 5.556% | 5.556% | 5.556% | 5.556% | 5.556% | 5.556% | 5.556% | 5.556% | 5.556% | 5.556% | 0% | 0% | 0% | 0% | 0% | 0% | 0% | 0% | 0% | 0% | 0% | 0%
C.01.01 | Wind Turbines | 35000 | 1000 | 6% | 2100 | 0% | 0 | 0% | 0 | 1 |  |  | 5.556% | 5.556% | 5.556% | 5.556% | 5.556% | 5.556% | 5.556% | 5.556% | 5.556% | 5.556% | 5.556% | 5.556% | 5.556% | 5.556% | 5.556% | 5.556% | 5.556% | 5.556% | 0% | 0% | 0% | 0% | 0% | 0% | 0% | 0% | 0% | 0% | 0% | 0%
| TSA optionals | 0 | 0 | 6% | 0 | 100% | 0 | 0% | 0 | 1 |  |  | 5.556% | 5.556% | 5.556% | 5.556% | 5.556% | 5.556% | 5.556% | 5.556% | 5.556% | 5.556% | 5.556% | 5.556% | 5.556% | 5.556% | 5.556% | 5.556% | 5.556% | 5.556% | 0% | 0% | 0% | 0% | 0% | 0% | 0% | 0% | 0% | 0% | 0% | 0%
| Flow Parts | 0 | 0 | 6% | 0 | 100% | 0 | 0% | 0 | 1 |  |  | 5.556% | 5.556% | 5.556% | 5.556% | 5.556% | 5.556% | 5.556% | 5.556% | 5.556% | 5.556% | 5.556% | 5.556% | 5.556% | 5.556% | 5.556% | 5.556% | 5.556% | 5.556% | 0% | 0% | 0% | 0% | 0% | 0% | 0% | 0% | 0% | 0% | 0% | 0%
| Procurement fees | 0 | 0 | 6% | 0 | 100% | 0 | 0% | 0 | 1 |  |  | 5.556% | 5.556% | 5.556% | 5.556% | 5.556% | 5.556% | 5.556% | 5.556% | 5.556% | 5.556% | 5.556% | 5.556% | 5.556% | 5.556% | 5.556% | 5.556% | 5.556% | 5.556% | 0% | 0% | 0% | 0% | 0% | 0% | 0% | 0% | 0% | 0% | 0% | 0%
| Logistics & Transport & others | 0 | 0 | 6% | 0 | 100% | 0 | 0% | 0 | 1 |  |  | 5.556% | 5.556% | 5.556% | 5.556% | 5.556% | 5.556% | 5.556% | 5.556% | 5.556% | 5.556% | 5.556% | 5.556% | 5.556% | 5.556% | 5.556% | 5.556% | 5.556% | 5.556% | 0% | 0% | 0% | 0% | 0% | 0% | 0% | 0% | 0% | 0% | 0% | 0%
C.02 | EPC Contract | 13560 | 387.4286 | [8 empty] | 4.4409e-16 | 5.556% | 5.556% | 5.556% | 5.556% | 5.556% | 5.556% | 5.556% | 5.556% | 5.556% | 5.556% | 5.556% | 5.556% | 5.556% | 5.556% | 5.556% | 5.556% | 5.556% | 5.556% | 0% | 0% | 0% | 0% | 0% | 0% | 0% | 0% | 0% | 0% | 0% | 0%
C.02.01 | Electrical BOP | 720 | 20.5714 | 6% | 43.2 | 100% | 93.6 | 0% | 0 | 1 |  |  | 5.556% | 5.556% | 5.556% | 5.556% | 5.556% | 5.556% | 5.556% | 5.556% | 5.556% | 5.556% | 5.556% | 5.556% | 5.556% | 5.556% | 5.556% | 5.556% | 5.556% | 5.556% | 0% | 0% | 0% | 0% | 0% | 0% | 0% | 0% | 0% | 0% | 0% | 0%
| Connection to existing grid | 0 | 0 | 6% | 0 | 100% | 0 | 0% | 0 | 1 |  |  | 5.556% | 5.556% | 5.556% | 5.556% | 5.556% | 5.556% | 5.556% | 5.556% | 5.556% | 5.556% | 5.556% | 5.556% | 5.556% | 5.556% | 5.556% | 5.556% | 5.556% | 5.556% | 0% | 0% | 0% | 0% | 0% | 0% | 0% | 0% | 0% | 0% | 0% | 0%
| Civil BOP | 2040 | 58.2857 | 6% | 122.4 | 100% | 265.2 | 0% | 0 | 1 |  |  | 5.556% | 5.556% | 5.556% | 5.556% | 5.556% | 5.556% | 5.556% | 5.556% | 5.556% | 5.556% | 5.556% | 5.556% | 5.556% | 5.556% | 5.556% | 5.556% | 5.556% | 5.556% | 0% | 0% | 0% | 0% | 0% | 0% | 0% | 0% | 0% | 0% | 0% | 0%
| Grid connection | 10800 | 308.5714 | 6% | 648 | 100% | 1404 | 0% | 0 | 1 |  |  | 5.556% | 5.556% | 5.556% | 5.556% | 5.556% | 5.556% | 5.556% | 5.556% | 5.556% | 5.556% | 5.556% | 5.556% | 5.556% | 5.556% | 5.556% | 5.556% | 5.556% | 5.556% | 0% | 0% | 0% | 0% | 0% | 0% | 0% | 0% | 0% | 0% | 0% | 0%
C.03 | Grid connection | 30 | 0.85714 | [8 empty] | 4.4409e-16 | 5.556% | 5.556% | 5.556% | 5.556% | 5.556% | 5.556% | 5.556% | 5.556% | 5.556% | 5.556% | 5.556% | 5.556% | 5.556% | 5.556% | 5.556% | 5.556% | 5.556% | 5.556% | 0% | 0% | 0% | 0% | 0% | 0% | 0% | 0% | 0% | 0% | 0% | 0%
C.03.01 | Grid Connection Agreement | 30 | 0.85714 | 6% | 1.8 | 100% | 3.9 | 0% | 0 | 1 |  |  | 5.556% | 5.556% | 5.556% | 5.556% | 5.556% | 5.556% | 5.556% | 5.556% | 5.556% | 5.556% | 5.556% | 5.556% | 5.556% | 5.556% | 5.556% | 5.556% | 5.556% | 5.556% | 0% | 0% | 0% | 0% | 0% | 0% | 0% | 0% | 0% | 0% | 0% | 0%
| Grid Usage Fees |  | 0 | 6% | 0 | 100% | 0 | 0% | 0 | 1 |  |  | 5.556% | 5.556% | 5.556% | 5.556% | 5.556% | 5.556% | 5.556% | 5.556% | 5.556% | 5.556% | 5.556% | 5.556% | 5.556% | 5.556% | 5.556% | 5.556% | 5.556% | 5.556% | 0% | 0% | 0% | 0% | 0% | 0% | 0% | 0% | 0% | 0% | 0% | 0%
C.03.02 |  |  | 0 | 6% | 0 | 100% | 0 | 0% | 0 | 1 |  |  | 5.556% | 5.556% | 5.556% | 5.556% | 5.556% | 5.556% | 5.556% | 5.556% | 5.556% | 5.556% | 5.556% | 5.556% | 5.556% | 5.556% | 5.556% | 5.556% | 5.556% | 5.556% | 0% | 0% | 0% | 0% | 0% | 0% | 0% | 0% | 0% | 0% | 0% | 0%
C.04 | Monitoring & Telecom connection | 100 | 2.8571 | [8 empty] | 4.4409e-16 | 5.556% | 5.556% | 5.556% | 5.556% | 5.556% | 5.556% | 5.556% | 5.556% | 5.556% | 5.556% | 5.556% | 5.556% | 5.556% | 5.556% | 5.556% | 5.556% | 5.556% | 5.556% | 0% | 0% | 0% | 0% | 0% | 0% | 0% | 0% | 0% | 0% | 0% | 0%
C.04.01 | Telecom connection | 50 | 1.4286 | 6% | 3 | 100% | 6.5 | 0% | 0 | 1 |  |  | 5.556% | 5.556% | 5.556% | 5.556% | 5.556% | 5.556% | 5.556% | 5.556% | 5.556% | 5.556% | 5.556% | 5.556% | 5.556% | 5.556% | 5.556% | 5.556% | 5.556% | 5.556% | 0% | 0% | 0% | 0% | 0% | 0% | 0% | 0% | 0% | 0% | 0% | 0%
| SCADA | 50 | 1.4286 | 6% | 3 | 100% | 6.5 | 0% | 0 | 1 |  |  | 5.556% | 5.556% | 5.556% | 5.556% | 5.556% | 5.556% | 5.556% | 5.556% | 5.556% | 5.556% | 5.556% | 5.556% | 5.556% | 5.556% | 5.556% | 5.556% | 5.556% | 5.556% | 0% | 0% | 0% | 0% | 0% | 0% | 0% | 0% | 0% | 0% | 0% | 0%
| Energy Management System | 0 | 0 | 6% | 0 | 100% | 0 | 0% | 0 | 1 |  |  | 5.556% | 5.556% | 5.556% | 5.556% | 5.556% | 5.556% | 5.556% | 5.556% | 5.556% | 5.556% | 5.556% | 5.556% | 5.556% | 5.556% | 5.556% | 5.556% | 5.556% | 5.556% | 0% | 0% | 0% | 0% | 0% | 0% | 0% | 0% | 0% | 0% | 0% | 0%
C.05 | Operation Investments | 1000 | 28.5714 | [8 empty] | 4.4409e-16 | 5.556% | 5.556% | 5.556% | 5.556% | 5.556% | 5.556% | 5.556% | 5.556% | 5.556% | 5.556% | 5.556% | 5.556% | 5.556% | 5.556% | 5.556% | 5.556% | 5.556% | 5.556% | 0% | 0% | 0% | 0% | 0% | 0% | 0% | 0% | 0% | 0% | 0% | 0%
C.05.01 | O&M Building | 100 | 2.8571 | 6% | 6 | 100% | 13 | 0% | 0 | 1 |  |  | 5.556% | 5.556% | 5.556% | 5.556% | 5.556% | 5.556% | 5.556% | 5.556% | 5.556% | 5.556% | 5.556% | 5.556% | 5.556% | 5.556% | 5.556% | 5.556% | 5.556% | 5.556% | 0% | 0% | 0% | 0% | 0% | 0% | 0% | 0% | 0% | 0% | 0% | 0%
C.05.02 | Weather Station | 300 | 8.5714 | 6% | 18 | 100% | 39 | 0% | 0 | 1 |  |  | 5.556% | 5.556% | 5.556% | 5.556% | 5.556% | 5.556% | 5.556% | 5.556% | 5.556% | 5.556% | 5.556% | 5.556% | 5.556% | 5.556% | 5.556% | 5.556% | 5.556% | 5.556% | 0% | 0% | 0% | 0% | 0% | 0% | 0% | 0% | 0% | 0% | 0% | 0%
C.05.02 | Temporary Access Roads | 100 | 2.8571 | 6% | 6 | 100% | 13 | 0% | 0 | 1 |  |  | 5.556% | 5.556% | 5.556% | 5.556% | 5.556% | 5.556% | 5.556% | 5.556% | 5.556% | 5.556% | 5.556% | 5.556% | 5.556% | 5.556% | 5.556% | 5.556% | 5.556% | 5.556% | 0% | 0% | 0% | 0% | 0% | 0% | 0% | 0% | 0% | 0% | 0% | 0%
C.05.02 | Special vehicles and Operation equipment | 500 | 14.2857 | 6% | 30 | 100% | 65 | 0% | 0 | 1 |  |  | 5.556% | 5.556% | 5.556% | 5.556% | 5.556% | 5.556% | 5.556% | 5.556% | 5.556% | 5.556% | 5.556% | 5.556% | 5.556% | 5.556% | 5.556% | 5.556% | 5.556% | 5.556% | 0% | 0% | 0% | 0% | 0% | 0% | 0% | 0% | 0% | 0% | 0% | 0%
C.05.03 | E&S/Mitigation measures | 0 | 0 | 6% | 0 | 100% | 0 | 0% | 0 | 1 |  |  | 5.556% | 5.556% | 5.556% | 5.556% | 5.556% | 5.556% | 5.556% | 5.556% | 5.556% | 5.556% | 5.556% | 5.556% | 5.556% | 5.556% | 5.556% | 5.556% | 5.556% | 5.556% | 0% | 0% | 0% | 0% | 0% | 0% | 0% | 0% | 0% | 0% | 0% | 0%
C.05.04 | Local Involvement | 0 | 0 | 6% | 0 | 100% | 0 | 0% | 0 | 1 |  |  | 5.556% | 5.556% | 5.556% | 5.556% | 5.556% | 5.556% | 5.556% | 5.556% | 5.556% | 5.556% | 5.556% | 5.556% | 5.556% | 5.556% | 5.556% | 5.556% | 5.556% | 5.556% | 0% | 0% | 0% | 0% | 0% | 0% | 0% | 0% | 0% | 0% | 0% | 0%
C.06 | Insurances | 468.75 | 13.3929 | [8 empty] | 0 | 100% | 0% | 0% | 0% | 0% | 0% | 0% | 0% | 0% | 0% | 0% | 0% | 0% | 0% | 0% | 0% | 0% | 0% | 0% | 0% | 0% | 0% | 0% | 0% | 0% | 0% | 0% | 0% | 0% | 0%
C.06.01 | All Construction Risk : Damage and Losses (TRC) | 468.75 | 13.3929 | 6% | 28.125 | 100% | 60.9375 | 0% | 0 | 1 |  |  | 100% | 0% | 0% | 0% | 0% | 0% | 0% | 0% | 0% | 0% | 0% | 0% | 0% | 0% | 0% | 0% | 0% | 0% | 0% | 0% | 0% | 0% | 0% | 0% | 0% | 0% | 0% | 0% | 0% | 0%
C.06.02 | Civil Liability (RC) | 0 | 0 | 0% | 0 | 100% | 0 | 0% | 0 | 1 |  |  | 100% | 0% | 0% | 0% | 0% | 0% | 0% | 0% | 0% | 0% | 0% | 0% | 0% | 0% | 0% | 0% | 0% | 0% | 0% | 0% | 0% | 0% | 0% | 0% | 0% | 0% | 0% | 0% | 0% | 0%
| Property damages insurance (DO) | 0 | 0 | 0% | 0 | 100% | 0 | 0% | 0 | 1 |  |  | 100% | 0% | 0% | 0% | 0% | 0% | 0% | 0% | 0% | 0% | 0% | 0% | 0% | 0% | 0% | 0% | 0% | 0% | 0% | 0% | 0% | 0% | 0% | 0% | 0% | 0% | 0% | 0% | 0% | 0%
| Delay in start-up / Anticipated Operating Losses | 0 | 0 | 0% | 0 | 100% | 0 | 0% | 0 | 1 |  |  | 100% | 0% | 0% | 0% | 0% | 0% | 0% | 0% | 0% | 0% | 0% | 0% | 0% | 0% | 0% | 0% | 0% | 0% | 0% | 0% | 0% | 0% | 0% | 0% | 0% | 0% | 0% | 0% | 0% | 0%
C.06.03 | Marine Cargo DSU | 0 | 0 | 0% | 0 | 100% | 0 | 0% | 0 | 1 |  |  | 100% | 0% | 0% | 0% | 0% | 0% | 0% | 0% | 0% | 0% | 0% | 0% | 0% | 0% | 0% | 0% | 0% | 0% | 0% | 0% | 0% | 0% | 0% | 0% | 0% | 0% | 0% | 0% | 0% | 0%
| Others | 0 | 0 | 0% | 0 | 100% | 0 | 0% | 0 | 1 |  |  | 100% | 0% | 0% | 0% | 0% | 0% | 0% | 0% | 0% | 0% | 0% | 0% | 0% | 0% | 0% | 0% | 0% | 0% | 0% | 0% | 0% | 0% | 0% | 0% | 0% | 0% | 0% | 0% | 0% | 0%
C.07 | Land Securing Costs | 512.4444 | 14.6413 | [8 empty] | 0 | 100% | 0% | 0% | 0% | 0% | 0% | 0% | 0% | 0% | 0% | 0% | 0% | 0% | 0% | 0% | 0% | 0% | 0% | 0% | 0% | 0% | 0% | 0% | 0% | 0% | 0% | 0% | 0% | 0% | 0%
C.07.01 | Land lease reservation/ Land acquisition/ Expropriation | 500 | 14.2857 | 0% | 0 | 100% | 65 | 0% | 0 | 1 |  |  | 100% | 0% | 0% | 0% | 0% | 0% | 0% | 0% | 0% | 0% | 0% | 0% | 0% | 0% | 0% | 0% | 0% | 0% | 0% | 0% | 0% | 0% | 0% | 0% | 0% | 0% | 0% | 0% | 0% | 0%
| Easment | 12.4444 |  | 0% | 0 | 0% | 0 | 0% | 0 | 1 |  |  | 100% | 0% | 0% | 0% | 0% | 0% | 0% | 0% | 0% | 0% | 0% | 0% | 0% | 0% | 0% | 0% | 0% | 0% | 0% | 0% | 0% | 0% | 0% | 0% | 0% | 0% | 0% | 0% | 0% | 0%
C.07.02 | Expropriation | 0 | 0 | 0% | 0 | 100% | 0 | 0% | 0 | 1 |  |  | 100% | 0% | 0% | 0% | 0% | 0% | 0% | 0% | 0% | 0% | 0% | 0% | 0% | 0% | 0% | 0% | 0% | 0% | 0% | 0% | 0% | 0% | 0% | 0% | 0% | 0% | 0% | 0% | 0% | 0%
C.08 | Bank due diligence | 420 | 12 | [8 empty] | 0 | 100% | 0% | 0% | 0% | 0% | 0% | 0% | 0% | 0% | 0% | 0% | 0% | 0% | 0% | 0% | 0% | 0% | 0% | 0% | 0% | 0% | 0% | 0% | 0% | 0% | 0% | 0% | 0% | 0% | 0%
C.08.01 | Owners' and Lenders' Advisors |  | 0 | bar: Payment Schedule 1 to Payment Schedule 30
| Bank due diligence | 100 | 2.8571 | 6% | 6 | 100% | 13 | 0% | 0 | 1 |  |  | 100% | 0% | 0% | 0% | 0% | 0% | 0% | 0% | 0% | 0% | 0% | 0% | 0% | 0% | 0% | 0% | 0% | 0% | 0% | 0% | 0% | 0% | 0% | 0% | 0% | 0% | 0% | 0% | 0% | 0%
| Technical Advisor / Appraisal |  | 0 | 6% | 0 | 100% | 0 | 0% | 0 | 1 |  |  | 100% | 0% | 0% | 0% | 0% | 0% | 0% | 0% | 0% | 0% | 0% | 0% | 0% | 0% | 0% | 0% | 0% | 0% | 0% | 0% | 0% | 0% | 0% | 0% | 0% | 0% | 0% | 0% | 0% | 0%
| E&S Advisor |  | 0 | 6% | 0 | 100% | 0 | 0% | 0 | 1 |  |  | 100% | 0% | 0% | 0% | 0% | 0% | 0% | 0% | 0% | 0% | 0% | 0% | 0% | 0% | 0% | 0% | 0% | 0% | 0% | 0% | 0% | 0% | 0% | 0% | 0% | 0% | 0% | 0% | 0% | 0%
| Energy Yield Assessment for lenders |  | 0 | 6% | 0 | 100% | 0 | 0% | 0 | 1 |  |  | 100% | 0% | 0% | 0% | 0% | 0% | 0% | 0% | 0% | 0% | 0% | 0% | 0% | 0% | 0% | 0% | 0% | 0% | 0% | 0% | 0% | 0% | 0% | 0% | 0% | 0% | 0% | 0% | 0% | 0%
| Market Advisor |  | 0 | 6% | 0 | 100% | 0 | 0% | 0 | 1 |  |  | 100% | 0% | 0% | 0% | 0% | 0% | 0% | 0% | 0% | 0% | 0% | 0% | 0% | 0% | 0% | 0% | 0% | 0% | 0% | 0% | 0% | 0% | 0% | 0% | 0% | 0% | 0% | 0% | 0% | 0%
| Insurance Advisor |  | 0 | 6% | 0 | 100% | 0 | 0% | 0 | 1 |  |  | 100% | 0% | 0% | 0% | 0% | 0% | 0% | 0% | 0% | 0% | 0% | 0% | 0% | 0% | 0% | 0% | 0% | 0% | 0% | 0% | 0% | 0% | 0% | 0% | 0% | 0% | 0% | 0% | 0% | 0%
| Legal Advisor | 100 | 2.8571 | 6% | 6 | 100% | 13 | 0% | 0 | 1 |  |  | 100% | 0% | 0% | 0% | 0% | 0% | 0% | 0% | 0% | 0% | 0% | 0% | 0% | 0% | 0% | 0% | 0% | 0% | 0% | 0% | 0% | 0% | 0% | 0% | 0% | 0% | 0% | 0% | 0% | 0%
| Model & Tax Auditor |  | 0 | 6% | 0 | 100% | 0 | 0% | 0 | 1 |  |  | 100% | 0% | 0% | 0% | 0% | 0% | 0% | 0% | 0% | 0% | 0% | 0% | 0% | 0% | 0% | 0% | 0% | 0% | 0% | 0% | 0% | 0% | 0% | 0% | 0% | 0% | 0% | 0% | 0% | 0%
C.08.02 | Travel Expenses & Others |  | 0 | bar: Payment Schedule 1 to Payment Schedule 30
| Co-investor due diligence |  | 0 | 6% | 0 | 100% | 0 | 0% | 0 | 1 |  |  | 100% | 0% | 0% | 0% | 0% | 0% | 0% | 0% | 0% | 0% | 0% | 0% | 0% | 0% | 0% | 0% | 0% | 0% | 0% | 0% | 0% | 0% | 0% | 0% | 0% | 0% | 0% | 0% | 0% | 0%
| Technical Advisor / Appraisal | 50 | 1.4286 | 6% | 3 | 100% | 6.5 | 0% | 0 | 1 |  |  | 100% | 0% | 0% | 0% | 0% | 0% | 0% | 0% | 0% | 0% | 0% | 0% | 0% | 0% | 0% | 0% | 0% | 0% | 0% | 0% | 0% | 0% | 0% | 0% | 0% | 0% | 0% | 0% | 0% | 0%
| E&S Advisor |  | 0 | 6% | 0 | 100% | 0 | 0% | 0 | 1 |  |  | 100% | 0% | 0% | 0% | 0% | 0% | 0% | 0% | 0% | 0% | 0% | 0% | 0% | 0% | 0% | 0% | 0% | 0% | 0% | 0% | 0% | 0% | 0% | 0% | 0% | 0% | 0% | 0% | 0% | 0%
| Energy Yield Assessment for co-investor |  | 0 | 6% | 0 | 100% | 0 | 0% | 0 | 1 |  |  | 100% | 0% | 0% | 0% | 0% | 0% | 0% | 0% | 0% | 0% | 0% | 0% | 0% | 0% | 0% | 0% | 0% | 0% | 0% | 0% | 0% | 0% | 0% | 0% | 0% | 0% | 0% | 0% | 0% | 0%
| Market Advisor | 20 | 0.57143 | 6% | 1.2 | 100% | 2.6 | 0% | 0 | 1 |  |  | 100% | 0% | 0% | 0% | 0% | 0% | 0% | 0% | 0% | 0% | 0% | 0% | 0% | 0% | 0% | 0% | 0% | 0% | 0% | 0% | 0% | 0% | 0% | 0% | 0% | 0% | 0% | 0% | 0% | 0%
| Insurance Advisor | 30 | 0.85714 | 6% | 1.8 | 100% | 3.9 | 0% | 0 | 1 |  |  | 100% | 0% | 0% | 0% | 0% | 0% | 0% | 0% | 0% | 0% | 0% | 0% | 0% | 0% | 0% | 0% | 0% | 0% | 0% | 0% | 0% | 0% | 0% | 0% | 0% | 0% | 0% | 0% | 0% | 0%
| Legal Advisor | 100 | 2.8571 | 6% | 6 | 100% | 13 | 0% | 0 | 1 |  |  | 100% | 0% | 0% | 0% | 0% | 0% | 0% | 0% | 0% | 0% | 0% | 0% | 0% | 0% | 0% | 0% | 0% | 0% | 0% | 0% | 0% | 0% | 0% | 0% | 0% | 0% | 0% | 0% | 0% | 0%
| Model & Tax Auditor | 20 | 0.57143 | 6% | 1.2 | 100% | 2.6 | 0% | 0 | 1 |  |  | 100% | 0% | 0% | 0% | 0% | 0% | 0% | 0% | 0% | 0% | 0% | 0% | 0% | 0% | 0% | 0% | 0% | 0% | 0% | 0% | 0% | 0% | 0% | 0% | 0% | 0% | 0% | 0% | 0% | 0%
| Travel Expenses & Others |  | 0 | 6% | 0 | 100% | 0 | 0% | 0 | 1 |  |  | 100% | 0% | 0% | 0% | 0% | 0% | 0% | 0% | 0% | 0% | 0% | 0% | 0% | 0% | 0% | 0% | 0% | 0% | 0% | 0% | 0% | 0% | 0% | 0% | 0% | 0% | 0% | 0% | 0% | 0%
Sponsor (AKUO) expenses during financing
C.09 | Construction Management | 40 | 1.1429 | [8 empty] | 0 | 100% | 0% | 0% | 0% | 0% | 0% | 0% | 0% | 0% | 0% | 0% | 0% | 0% | 0% | 0% | 0% | 0% | 0% | 0% | 0% | 0% | 0% | 0% | 0% | 0% | 0% | 0% | 0% | 0% | 0%
| Lender's E&S Monitoring | 20 | 0.57143 | 0% | 0 | 100% | 2.6 | 0% | 0 | 1 |  |  | 100% | 0% | 0% | 0% | 0% | 0% | 0% | 0% | 0% | 0% | 0% | 0% | 0% | 0% | 0% | 0% | 0% | 0% | 0% | 0% | 0% | 0% | 0% | 0% | 0% | 0% | 0% | 0% | 0% | 0%
| Lender's Technical Monitoring | 20 | 0.57143 | 0% | 0 | 100% | 2.6 | 0% | 0 | 1 |  |  | 100% | 0% | 0% | 0% | 0% | 0% | 0% | 0% | 0% | 0% | 0% | 0% | 0% | 0% | 0% | 0% | 0% | 0% | 0% | 0% | 0% | 0% | 0% | 0% | 0% | 0% | 0% | 0% | 0% | 0%
| Environmental and Social Monitoring |  | 0 | 6% | 0 | 100% | 0 | 0% | 0 | 1 |  |  | 100% | 0% | 0% | 0% | 0% | 0% | 0% | 0% | 0% | 0% | 0% | 0% | 0% | 0% | 0% | 0% | 0% | 0% | 0% | 0% | 0% | 0% | 0% | 0% | 0% | 0% | 0% | 0% | 0% | 0%
C.10 | Commissioning | 0 | 0 | [8 empty] | 0 | bar: Payment Schedule 1 to Payment Schedule 30
C.10.01 | Commissioning and Inspections advisors |  | 0 | 6% | 0 | 100% | 0 | 0% | 0 | 1 |  |  | 0% | 0% | 0% | 0% | 0% | 0% | 0% | 0% | 0% | 0% | 0% | 0% | 0% | 0% | 100% | 0% | 0% | 0% | 0% | 0% | 0% | 0% | 0% | 0% | 0% | 0% | 0% | 0% | 0% | 0%
| Power Curve Testing |  | 0 | 6% | 0 | 100% | 0 | 0% | 0 | 1 |  |  | 0% | 0% | 0% | 0% | 0% | 0% | 0% | 0% | 0% | 0% | 0% | 0% | 0% | 0% | 100% | 0% | 0% | 0% | 0% | 0% | 0% | 0% | 0% | 0% | 0% | 0% | 0% | 0% | 0% | 0%
C.10.02 | Commissioning costs and potential revenues |  | 0 | 6% | 0 | 100% | 0 | 0% | 0 | 1 |  |  | 0% | 0% | 0% | 0% | 0% | 0% | 0% | 0% | 0% | 0% | 0% | 0% | 0% | 0% | 100% | 0% | 0% | 0% | 0% | 0% | 0% | 0% | 0% | 0% | 0% | 0% | 0% | 0% | 0% | 0%
C.11 | Audit&Accounting&Legal Fees | 42 | 1.2 | [8 empty] | 0 | 5.556% | 5.556% | 5.556% | 5.556% | 5.556% | 5.556% | 5.556% | 5.556% | 5.556% | 5.556% | 5.556% | 5.556% | 5.556% | 5.556% | 5.556% | 5.556% | 5.556% | 5.556% | 0% | 0% | 0% | 0% | 0% | 0% | 0% | 0% | 0% | 0% | 0% | 0%
C.11.01 | Auditors closing during construction | 25 | 0.71429 | 6% | 1.5 | 100% | 3.25 | 0% | 0 | 1 |  |  | 5.556% | 5.556% | 5.556% | 5.556% | 5.556% | 5.556% | 5.556% | 5.556% | 5.556% | 5.556% | 5.556% | 5.556% | 5.556% | 5.556% | 5.556% | 5.556% | 5.556% | 5.556% | 0% | 0% | 0% | 0% | 0% | 0% | 0% | 0% | 0% | 0% | 0% | 0%
C.11.02 | Accounting closing during construction | 11 | 0.31429 | 6% | 0.66 | 100% | 1.43 | 0% | 0 | 1 |  |  | 5.556% | 5.556% | 5.556% | 5.556% | 5.556% | 5.556% | 5.556% | 5.556% | 5.556% | 5.556% | 5.556% | 5.556% | 5.556% | 5.556% | 5.556% | 5.556% | 5.556% | 5.556% | 0% | 0% | 0% | 0% | 0% | 0% | 0% | 0% | 0% | 0% | 0% | 0%
C.11.03 | Legal closing during construction | 1 | 0.028571 | 6% | 0.06 | 100% | 0.13 | 0% | 0 | 1 |  |  | 5.556% | 5.556% | 5.556% | 5.556% | 5.556% | 5.556% | 5.556% | 5.556% | 5.556% | 5.556% | 5.556% | 5.556% | 5.556% | 5.556% | 5.556% | 5.556% | 5.556% | 5.556% | 0% | 0% | 0% | 0% | 0% | 0% | 0% | 0% | 0% | 0% | 0% | 0%
| Accounting book-keeping during construction | 5 | 0.14286 | 0% | 0 | 100% | 0.65 | 0% | 0 | 1 |  |  | 5.556% | 5.556% | 5.556% | 5.556% | 5.556% | 5.556% | 5.556% | 5.556% | 5.556% | 5.556% | 5.556% | 5.556% | 5.556% | 5.556% | 5.556% | 5.556% | 5.556% | 5.556% | 0% | 0% | 0% | 0% | 0% | 0% | 0% | 0% | 0% | 0% | 0% | 0%
| Bank book-keeping during construction |  | 0 | 0% | 0 | 100% | 0 | 0% | 0 | 1 |  |  | 5.556% | 5.556% | 5.556% | 5.556% | 5.556% | 5.556% | 5.556% | 5.556% | 5.556% | 5.556% | 5.556% | 5.556% | 5.556% | 5.556% | 5.556% | 5.556% | 5.556% | 5.556% | 0% | 0% | 0% | 0% | 0% | 0% | 0% | 0% | 0% | 0% | 0% | 0%
C.11.04 | Legal Formalities during construction |  | 0 | 0% | 0 | 100% | 0 | 0% | 0 | 1 |  |  | 5.556% | 5.556% | 5.556% | 5.556% | 5.556% | 5.556% | 5.556% | 5.556% | 5.556% | 5.556% | 5.556% | 5.556% | 5.556% | 5.556% | 5.556% | 5.556% | 5.556% | 5.556% | 0% | 0% | 0% | 0% | 0% | 0% | 0% | 0% | 0% | 0% | 0% | 0%
C.12 | Construction Management | 1742.25 | 49.7786 | [8 empty] | 0 | 100% | 0% | 0% | 0% | 0% | 0% | 0% | 0% | 0% | 0% | 0% | 0% | 0% | 0% | 0% | 0% | 0% | 0% | 0% | 0% | 0% | 0% | 0% | 0% | 0% | 0% | 0% | 0% | 0% | 0%
C.12.01 | Akuo Construction Services | 1742.25 | 49.7786 | 0% | 0 | 100% | 226.4925 | 0% | 0 | 1 |  |  | 100% | 0% | 0% | 0% | 0% | 0% | 0% | 0% | 0% | 0% | 0% | 0% | 0% | 0% | 0% | 0% | 0% | 0% | 0% | 0% | 0% | 0% | 0% | 0% | 0% | 0% | 0% | 0% | 0% | 0%
| External Construction Supervision |  |  | 0% | 0 | 100% | 0 | 0% | 0 | 1 |  |  | 100% | 0% | 0% | 0% | 0% | 0% | 0% | 0% | 0% | 0% | 0% | 0% | 0% | 0% | 0% | 0% | 0% | 0% | 0% | 0% | 0% | 0% | 0% | 0% | 0% | 0% | 0% | 0% | 0% | 0%
C.12.02 | Geotechnical engineer |  | 0 | 0% | 0 | 100% | 0 | 0% | 0 | 1 |  |  | 100% | 0% | 0% | 0% | 0% | 0% | 0% | 0% | 0% | 0% | 0% | 0% | 0% | 0% | 0% | 0% | 0% | 0% | 0% | 0% | 0% | 0% | 0% | 0% | 0% | 0% | 0% | 0% | 0% | 0%
| HSE (health and safety) |  | 0 | 0% | 0 | 100% | 0 | 0% | 0 | 1 |  |  | 100% | 0% | 0% | 0% | 0% | 0% | 0% | 0% | 0% | 0% | 0% | 0% | 0% | 0% | 0% | 0% | 0% | 0% | 0% | 0% | 0% | 0% | 0% | 0% | 0% | 0% | 0% | 0% | 0% | 0%
C.12.03 | Quality&Quantities Control |  | 0 | 0% | 0 | 100% | 0 | 0% | 0 | 1 |  |  | 100% | 0% | 0% | 0% | 0% | 0% | 0% | 0% | 0% | 0% | 0% | 0% | 0% | 0% | 0% | 0% | 0% | 0% | 0% | 0% | 0% | 0% | 0% | 0% | 0% | 0% | 0% | 0% | 0% | 0%
| Communication (inauguration etc) |  | 0 | 0% | 0 | 100% | 0 | 0% | 0 | 1 |  |  | 100% | 0% | 0% | 0% | 0% | 0% | 0% | 0% | 0% | 0% | 0% | 0% | 0% | 0% | 0% | 0% | 0% | 0% | 0% | 0% | 0% | 0% | 0% | 0% | 0% | 0% | 0% | 0% | 0% | 0%
C.12.04 | Others |  | 0 | 0% | 0 | 100% | 0 | 0% | 0 | 1 |  |  | 100% | 0% | 0% | 0% | 0% | 0% | 0% | 0% | 0% | 0% | 0% | 0% | 0% | 0% | 0% | 0% | 0% | 0% | 0% | 0% | 0% | 0% | 0% | 0% | 0% | 0% | 0% | 0% | 0% | 0%
C.13 | Contingencies | 3036.945 | 86.7699 | 0% |  | 100% | 394.8028 | 0% | 0 | 1 |  | 0 | 100% | 0% | 0% | 0% | 0% | 0% | 0% | 0% | 0% | 0% | 0% | 0% | 0% | 0% | 0% | 0% | 0% | 0% | 0% | 0% | 0% | 0% | 0% | 0% | 0% | 0% | 0% | 0% | 0% | 0%
C.14 | Import taxes | 0 | 0 | [8 empty] | 0 | bar: Payment Schedule 1 to Payment Schedule 30
C.14.01 | Import taxes, Customs clearance costs & Others |  | 0 | 0% | 0 | 100% | 0 | 0% | 0 | 1 |  |  | 100% | 0% | 0% | 0% | 0% | 0% | 0% | 0% | 0% | 0% | 0% | 0% | 0% | 0% | 0% | 0% | 0% | 0% | 0% | 0% | 0% | 0% | 0% | 0% | 0% | 0% | 0% | 0% | 0% | 0%
| Import taxes |  | 0 | 0% | 0 | 100% | 0 | 0% | 0 | 1 |  |  | 100% | 0% | 0% | 0% | 0% | 0% | 0% | 0% | 0% | 0% | 0% | 0% | 0% | 0% | 0% | 0% | 0% | 0% | 0% | 0% | 0% | 0% | 0% | 0% | 0% | 0% | 0% | 0% | 0% | 0%
| Customs clearance costs |  | 0 | 0% | 0 | 100% | 0 | 0% | 0 | 1 |  |  | 100% | 0% | 0% | 0% | 0% | 0% | 0% | 0% | 0% | 0% | 0% | 0% | 0% | 0% | 0% | 0% | 0% | 0% | 0% | 0% | 0% | 0% | 0% | 0% | 0% | 0% | 0% | 0% | 0% | 0%
C.14.02 | Taxes during construction |  | 0 | 0% | 0 | 100% | 0 | 0% | 0 | 1 |  |  | 100% | 0% | 0% | 0% | 0% | 0% | 0% | 0% | 0% | 0% | 0% | 0% | 0% | 0% | 0% | 0% | 0% | 0% | 0% | 0% | 0% | 0% | 0% | 0% | 0% | 0% | 0% | 0% | 0% | 0%
C.15 | Project Acquisition / Project Development | 0 | 0 | 0% | 0 | 100% | 0 | 0% | 0 | 1 |  | 0 | 0% | 0% | 0% | 0% | 0% | 0% | 0% | 0% | 0% | 0% | 0% | 0% | 0% | 0% | 0% | 0% | 0% | 100% | 0% | 0% | 0% | 0% | 0% | 0% | 0% | 0% | 0% | 0% | 0% | 0%
C.16 | Project Rights | 14739.15 | 421.1186 | [8 empty] | 0 | 100% | 0% | 0% | 0% | 0% | 0% | 0% | 0% | 0% | 0% | 0% | 0% | 0% | 0% | 0% | 0% | 0% | 0% | 0% | 0% | 0% | 0% | 0% | 0% | 0% | 0% | 0% | 0% | 0% | 0%
| Akuo Development Services | 2739.15 | 78.2614 | 0% | 0 | 100% | 356.0895 | 0% | 0 | 1 |  |  | 100% | 0% | 0% | 0% | 0% | 0% | 0% | 0% | 0% | 0% | 0% | 0% | 0% | 0% | 0% | 0% | 0% | 0% | 0% | 0% | 0% | 0% | 0% | 0% | 0% | 0% | 0% | 0% | 0% | 0%
| Development costs | 2000 | 57.1429 | 0% | 0 | 100% | 260 | 0% | 0 | 1 |  |  | 100% | 0% | 0% | 0% | 0% | 0% | 0% | 0% | 0% | 0% | 0% | 0% | 0% | 0% | 0% | 0% | 0% | 0% | 0% | 0% | 0% | 0% | 0% | 0% | 0% | 0% | 0% | 0% | 0% | 0%
| Project Purchase Cost | 10000 | 285.7143 | 0% | 0 | 100% | 1300 | 0% | 0 | 1 |  |  | 100% | 0% | 0% | 0% | 0% | 0% | 0% | 0% | 0% | 0% | 0% | 0% | 0% | 0% | 0% | 0% | 0% | 0% | 0% | 0% | 0% | 0% | 0% | 0% | 0% | 0% | 0% | 0% | 0% | 0%
| Total Hard CapEx (Incl. Bank Tax) | 70691.5394 | 2019.7583
0
Financing Costs
C.17 | Financing Costs | 2302.1673
C.17.01 | Bank Fees | 0 | 0
| Appraisal Fee | 0 | 0 |  |  | 0% | 0 | 0% | 0 | 1
| Structuring Fees | 467.1057 | 13.3459 |  |  | 0% | 0 | 0% | 0 | 1
| Agency Fee | 0 | 0 |  |  | 0% | 0 | 0% | 0 | 1
| Bank Fees | 0 | 0 |  |  | 0% | 0 | 0% | 0 | 1
C.17.02 | IDCs & Commitment Fees | 0 | 0
| IDCs LT debt | 1519.5639 | 43.4161 |  |  | 0% | 0 | 0% | 0 | 1
| IDCs VAT debt | 122.314 | 3.4947 |  |  |  |  | 0% | 0 | 1
| IDCSs Junior Debt | 0 | 0 |  |  | 0% | 0 | 0% | 0 | 1
| Commitment Fees LT debt | 166.7179 | 4.7634 |  |  | 0% | 0 | 0% | 0 | 1
| Commitment Fees VAT debt | 26.4658 | 0.75616 |  |  |  |  | 0% | 0 | 1
| Commitment Fees Junior Debt | 0 | 0 |  |  | 0% | 0 | 0% | 0 | 1
C.17.03 | Equity Arrangement Fees | 0 | 0 |  |  | 0% | 0 | 0% | 0 | 1
C.17.04 | Transaction Management Costs | 0 | 0 |  |  | 0% | 0 | 0% | 0 | 1
C.18 | Reserve Accounts | 0
C.18.01 | DSRA | 0 | 0 |  |  | 0% | 0 | 0% | 0 | 1
C.18.02 | MMRA | 0 | 0 |  |  | 0% | 0 | 0% | 0 | 1
C.18.03 | Working Capital + Cash equivalents | 0 | 0 |  |  | 0% | 0 | 0% | 0 | 1
| Total CapEx | 72993.7068 | 2085.5345 | [9 empty] | Payment Schedule 1: TVA Payment Schedule
[13 empty] | 1 | 2 | 3 | 4 | 5 | 6 | 7 | 8 | 9 | 10 | 11 | 12 | 13 | 14 | 15 | 16 | 17 | 18 | 19 | 20 | 21 | 22 | 23 | 24 | 25 | 26 | 27 | 28 | 29 | 30
| Total VAT | 4638.2823 | [10 empty] | 61% | 2.294% | 2.294% | 2.294% | 2.294% | 2.294% | 2.294% | 2.294% | 2.294% | 2.294% | 2.294% | 2.294% | 2.294% | 2.294% | 2.294% | 2.294% | 2.294% | 2.294% | 0% | 0% | 0% | 0% | 0% | 0% | 0% | 0% | 0% | 0% | 0% | 0%
| Total WTH | 0
WTH Payment Schedule
[13 empty] | 1 | 2 | 3 | 4 | 5 | 6 | 7 | 8 | 9 | 10 | 11 | 12 | 13 | 14 | 15 | 16 | 17 | 18 | 19 | 20 | 21 | 22 | 23 | 24 | 25 | 26 | 27 | 28 | 29 | 30
Inputs (repeating) | bar: WTH Payment Schedule 1 to WTH Payment Schedule 30
| Scheduled Construction Time | 18
| Capacity | 35
| Withholding Tax | 0%
| Stamp Duty | 0%
| PPA Base Tariff | 60
| P_90-10y Average | 0
| VAT Tax Rate | 13%
| Total WHT during Construction | 0
| Taxes during Construction | 0

## Scenarios
34909.144
| Scenarios |  | 4 | 1 | 2 | 3 | 4 | 5 | 6
|  | TECHNICAL |  | NA | NA | Added Energy Approval for repisiotioned 3 WTGs 8x7.0 MW N175 | 5 WTGs from original Energy Approval | 35 MW 10% production loss due to E&S | NA
TECHNICAL
|  | Turbine Type |  | 3: NORDEX N175; 4: NORDEX N175
|  | Capacity | 35 | 0 | 0 | 56 | 35 | 35 | 0
|  | Number turbines | 5 | 0 | 0 | 8 | 5 | 5 | 0
|  | Nominal capacity | 7 | 0 | 0 | 7 | 7 | 7 | 0
|  | Yield P_50 | 4164 | 0 | 0 | 4121 | 4164 | 3747.6 | 0 | Should be reduced for bat contingencies
|  | Yield P_90 | 3620 | 0 | 0 | 3620 | 3620 | 3620 | 0
CAPEX
Production Units
|  | Wind Turbines | 35000 | 3: 56000; 4: 35000; 5: 35000
|  | TSA Optionals | 0 | 3: 0; 4: 0; 5: 0
|  | Flow Parts | 0 | 3: 0; 4: 0; 5: 0
|  | Procurement Fees | 0 | 3: 0; 4: 0; 5: 0
|  | Logistics & Transport & others | 0 | 3: 0; 4: 0; 5: 0
EPC Contract | bar: 1 to 6
|  | Total BOP | 2760 | 3: 3660; 4: 2760; 5: 2760
|  | Electrical BOP | 720 | 3: 720; 4: 720; 5: 720
|  | Length of MV grid(km) | 8 | 3: 8; 4: 8; 5: 8
|  | Cost of MV grid (k€/km) | 90 | 3: 90; 4: 90; 5: 90
|  | Civil BOP | 2040 | 3: 2940; 4: 2040; 5: 2040
|  | Length of the access roads | 6 | 3: 6; 4: 6; 5: 6
|  | Access roads cost | 90 | 3: 90; 4: 90; 5: 90
|  | Civil works per platform | 300 | 3: 300; 4: 300; 5: 300
Grid Connection
|  | Grid connection cost | 10800 | 3: 10800; 4: 10800; 5: 10800 | added 50€/kW, should be 0
|  | Transformer | 2600 | 3: 2600; 4: 2600; 5: 2600
|  | HV SS equipment | 1500 | 3: 1500; 4: 1500; 5: 1500
|  | OVHL | 3900 | 3: 3900; 4: 3900; 5: 3900
Monitoring and Telecom
|  | Telecom | 50 | 3: 50; 4: 50; 5: 50
|  | SCADA | 50 | 3: 50; 4: 50; 5: 50
|  | Energy Management System | 0 | 3: 0; 4: 0; 5: 0
Operation Investments
|  | O&M Building | 100 | 3: 100; 4: 100; 5: 100
|  | Weather Station | 300 | 3: 300; 4: 300; 5: 300 | Added Met Mast Cost
|  | Temporary Access Roads | 100 | 3: 100; 4: 100; 5: 100
|  | Special vehicles and Operation equipment | 500 | 3: 500; 4: 500; 5: 500
|  | E&S/Mitigation measures | 50 | 3: 50; 4: 50; 5: 50
|  | Local Involvement | 0 | 3: 0; 4: 0; 5: 0
Insurances
|  | All Construction Risk : Damage and Losses (TRC) | 468.75 | 3: 750; 4: 468.75; 5: 468.75
|  | Civil Liability (RC) | 0 | 3: 0; 4: 0; 5: 0
|  | Property damages insurance (DO) | 0 | 3: 0; 4: 0; 5: 0
|  | Delay in start-up / Anticipated Operating Losses | 0 | 3: 0; 4: 0; 5: 0
|  | Marine Cargo DSU | 0 | 3: 0; 4: 0; 5: 0
|  | Others | 0 | 3: 0; 4: 0; 5: 0
Land securitization
|  | Land leases | 500 | 3: 674.3; 4: 500; 5: 500 | 200k plus energy approval fee, 8,3€/kW
|  | Easement rights extension | 12.4444 | 3: 12.4444; 4: 12.4444; 5: 12.4444
|  | Expropriation |  | 3: 300; 4: 300; 5: 300
Projects Rights
|  | Development costs | 2000 | 1100 | 950 | 2000 | 2000 | 2000 | 1100 | Includes Met Mast and all the development costs (bank fees, main projects)
|  | Akuo Development Services Agreement (% of capex) | 3.5% | 3.5% | 3.5% | 3.5% | 3.5% | 3.5% | 3.5% |  | Case 3 | Case 4 | Case 5
|  | Acquisition costs if any (k€) | 10000 | 0 | 0 | 17000 | 10000 | 10000 | 0 | BUFFER | 303.5714 | 285.7143 | 285.7143
|  | Akuo Construction Services (% of capex) | 2.5% | 2.5% | 2.5% | 2.5% | 2.5% | 2.5% | 2.5%
Contingencies
|  | Contingencies | 6% | bar: 3 to 5
OPEX
Tehnical Management
|  | Asset Management Contract | 138 | 3: 165; 4: 138; 5: 138 | Needs an update based on new opex tool?
|  | Operation Management Contract | 67 | 3: 90; 4: 67; 5: 67
|  | Performance Monitoring | 10 | 3: 18; 4: 10; 5: 10
|  | Technical Inspection | 13 | 3: 20; 4: 13; 5: 13
|  | Weather Forecast Service | 16 | 3: 16; 4: 16; 5: 16
|  | SCADA | 18 | 3: 18; 4: 18; 5: 18
|  | Bazefield | 9 | 3: 15; 4: 9; 5: 9
|  | Onboarding Fees | 51 | 3: 62; 4: 51; 5: 51
|  | End of maintenance contract inspection | 25 | 3: 40; 4: 25; 5: 25
|  | Decomissioning Fees | 163 | 3: 260; 4: 163; 5: 163
Infrastructure Maintenance
|  | O&M preventive & corrective Y1 | 241 | 3: 385.6; 4: 241; 5: 241
|  | O&M preventive & corrective Y2 | 241 | 3: 385.6; 4: 241; 5: 241
|  | O&M preventive & corrective Y3 | 291 | 3: 465.6; 4: 291; 5: 291
|  | O&M preventive & corrective Y4 | 291 | 3: 465.6; 4: 291; 5: 291
|  | O&M preventive & corrective Y5 | 291 | 3: 465.6; 4: 291; 5: 291
|  | O&M preventive & corrective Y6 | 367.5 | 3: 588; 4: 367.5; 5: 367.5
|  | O&M preventive & corrective Y7 | 367.5 | 3: 588; 4: 367.5; 5: 367.5
|  | O&M preventive & corrective Y8 | 367.5 | 3: 588; 4: 367.5; 5: 367.5
|  | O&M preventive & corrective Y9 | 367.5 | 3: 588; 4: 367.5; 5: 367.5
|  | O&M preventive & corrective Y10 | 367.5 | 3: 588; 4: 367.5; 5: 367.5
|  | O&M preventive & corrective Y11 | 392.5 | 3: 628; 4: 392.5; 5: 392.5
|  | O&M preventive & corrective Y12 | 392.5 | 3: 628; 4: 392.5; 5: 392.5
|  | O&M preventive & corrective Y13 | 392.5 | 3: 628; 4: 392.5; 5: 392.5
|  | O&M preventive & corrective Y14 | 392.5 | 3: 628; 4: 392.5; 5: 392.5
|  | O&M preventive & corrective Y15 | 392.5 | 3: 628; 4: 392.5; 5: 392.5
|  | O&M preventive & corrective Y16 | 422.5 | 3: 676; 4: 422.5; 5: 422.5
|  | O&M preventive & corrective Y17 | 422.5 | 3: 676; 4: 422.5; 5: 422.5
|  | O&M preventive & corrective Y18 | 422.5 | 3: 676; 4: 422.5; 5: 422.5
|  | O&M preventive & corrective Y19 | 422.5 | 3: 676; 4: 422.5; 5: 422.5
|  | O&M preventive & corrective Y20 | 422.5 | 3: 676; 4: 422.5; 5: 422.5
|  | O&M preventive & corrective Y21 | 472.5 | 3: 756; 4: 472.5; 5: 472.5
|  | O&M preventive & corrective Y22 | 472.5 | 3: 756; 4: 472.5; 5: 472.5
|  | O&M preventive & corrective Y23 | 472.5 | 3: 756; 4: 472.5; 5: 472.5
|  | O&M preventive & corrective Y24 | 472.5 | 3: 756; 4: 472.5; 5: 472.5
|  | O&M preventive & corrective Y25 | 472.5 | 3: 756; 4: 472.5; 5: 472.5
|  | O&M preventive & corrective Y26 | 517.5 | 3: 828; 4: 517.5; 5: 517.5
|  | O&M preventive & corrective Y27 | 517.5 | 3: 828; 4: 517.5; 5: 517.5
|  | O&M preventive & corrective Y28 | 517.5 | 3: 828; 4: 517.5; 5: 517.5
|  | O&M preventive & corrective Y29 | 517.5 | 3: 828; 4: 517.5; 5: 517.5
|  | O&M preventive & corrective Y30 | 517.5 | 3: 828; 4: 517.5; 5: 517.5
|  | Minor Maintenance | 27 | 3: 27; 4: 27; 5: 27
|  | HV Substation maintenance & O&M Building | 0 | 3: 0; 4: 0; 5: 0
|  | Regulatory inspections | 6 | 3: 6; 4: 6; 5: 6
|  | HSE prevention plan | 0 | 3: 0; 4: 0; 5: 0
|  | Met mast station maintenance | 0 | 3: 0; 4: 0; 5: 0
|  | Blade Maintenance | 0 | 3: 0; 4: 0; 5: 0
|  | Vehicle or Special Equipment Maintenance | 8 | 3: 8; 4: 8; 5: 8
|  | Others | 0 | 3: 0; 4: 0; 5: 0
Maintain Site
|  | Vegetation management/clean site | 20 | 3: 20; 4: 20; 5: 20
|  | Repair Roads | 36 | 3: 36; 4: 36; 5: 36
|  | Pest Control | 2 | 3: 2; 4: 2; 5: 2
|  | Inspections | 10 | 3: 10; 4: 10; 5: 10
|  | Others | 0 | 3: 0; 4: 0; 5: 0
Clean Material
|  | Clean Blades | 0 | 3: 0; 4: 0; 5: 0
|  | Subscription to water supply | 5 | 3: 5; 4: 5; 5: 5
|  | Others | 0 | 3: 0; 4: 0; 5: 0
Security
|  | Surveillance system | 30 | 3: 30; 4: 30; 5: 30
|  | Surveillance patrol | 20 | 3: 20; 4: 20; 5: 20
Insurance
|  | Price + Business Interruption (PE) + Plant coverage (DO) | 468.75 | 3: 750; 4: 468.75; 5: 468.75 | Needs revision, probably too much
|  | Liability Coverage (RC) | 0 | 3: 0; 4: 0; 5: 0
|  | Substation and O&M Building Coverage (DO) | 0 | 3: 0; 4: 0; 5: 0
|  | Spare parts insurance | 0 | 3: 0; 4: 0; 5: 0
Land Lease
|  | Land Leases | 244 | 3: 244; 4: 244; 5: 244 | 1.5€/kW/y + 100k
|  | Property Tax | 0 | 3: 0; 4: 0; 5: 0
Power expenses
|  | Power expenses & Telecom | 45 | 3: 45; 4: 45; 5: 45
|  | Grid Usage fee | 48.72 | 3: 77.952; 4: 48.72; 5: 48.72
|  | Balancing costs | 1165.92 | 3: 1846.208; 4: 1165.92; 5: 1049.328
|  | Balancing cost €/MWh | 8 | 3: 8; 4: 8; 5: 8 | TBD, could be too high
|  | Fuel | 0 | 3: 0; 4: 0; 5: 0
Audit&Accounting&Legal Fees
|  | Auditors Closing | 16 | 3: 16; 4: 16; 5: 16
|  | Accounting Closing | 8 | 3: 8; 4: 8; 5: 8
|  | Legal Closing | 8 | 3: 8; 4: 8; 5: 8
|  | Accounting Book-keeping | 0 | 3: 0; 4: 0; 5: 0
|  | Legal Formalities | 0 | 3: 0; 4: 0; 5: 0
Bank Fees
|  | Agency Fees | 20 | 3: 20; 4: 20; 5: 20
|  | Bonds | 0 | 3: 0; 4: 0; 5: 0
|  | Bank Fees | 0 | 3: 0; 4: 0; 5: 0
Environmental&Social management
|  | Mitigation measures | 200 | 3: 200; 4: 200; 5: 200 | Buffer
|  | Agrienergie | 0 | 3: 0; 4: 0; 5: 0
|  | Fauna&Flora Monitoring | 200 | 3: 200; 4: 200; 5: 200 | Buffer
|  | E&S Monitoring | 0 | 3: 0; 4: 0; 5: 0
|  | HSE | 0 | 3: 0; 4: 0; 5: 0
Wake effect
|  | Wake energy loss | 0 | 3: 0; 4: 0; 5: 0
|  | Wake effect | 0 | 3: 0; 4: 0; 5: 0
Contingencies
|  | Contingencies | 4% | bar: 3 to 5
REVENUES SCHEME
|  | PPA term | 12 | 12 | 12 | 12 | 12 | 12 | 12
|  | PPA price inflation | 100% | 100% | 100% | 100% | 100% | 100% | 100%
|  | BaseTariff PPA (EUR) | 60 | 65 | 65 | 60 | 60 | 60 | 60 | BUFFER
|  | CPPA production (% of P50) | 100% | 70% | 70% | 100% | 100% | 100% | 100%
|  | Cumulated inflation | 0% | bar: 1 to 6
TAX
| 3% | Property Tax | 0 | 0 | 0 | 0 | 0 | 0 | 0
|  | Property Land Tax | 0 | 0 | 0 | 0 | 0 | 0 | 0
|  | Fee for Concession | 0% | bar: 1 to 6
FINANCING
|  | Maturity | 14 | 14 | 14 | 14 | 14 | 14 | 14
|  | Margin | 265 | 220 | 220 | 265 | 265 | 265 | 265
|  | Swap rate | 3.1% | 3.14% | 3.1% | 3.1% | 3.1% | 3.14% | 3.14%
|  | Equity case Afry curve | Central | 3: Central; 4: Central; 5: Central
|  | Sizing case Afry curve | MidLow | 3: MidLow; 4: MidLow; 5: MidLow
|  | Hedge coverage | 100% | 100% | 100% | 100% | 100% | 100% | 100%
|  | Gearing max | 80% | 80% | 80% | 80% | 80% | 80% | 80%
|  | DSCR PPA | 1.2 | 1.15 | 1.15 | 1.2 | 1.2 | 1.2 | 1.2
|  | DSCR market | 1.4 | 1.35 | 1.35 | 1.4 | 1.4 | 1.4 | 1.4
|  | SHL rate | 8% | bar: 1 to 6
Outputs
[14 empty] | PPA PRICE | Project IRR | Project NPV | PPA Hurdle rate | Merchant Hurdle rate | Merchant | Merchant
|  | Project Hurdle rate | 7.417% | 3: 7.417%; 4: 7.417%; 5: 7.417% |  |  |  |  | 56 | 8.7% | 25065 | 7.4% | 7.8% | 12.8% | 12.8%
|  | Project IRR | 9.108% | 3: 10.33%; 4: 9.108%; 5: 8.091% |  |  |  |  | 57 | 8.8% | 26097 | 7.4% | 7.8% | 12.8% | 12.8%
|  | Project Discount rate | 6.45% | 3: 6.45%; 4: 6.45%; 5: 6.45% |  |  |  |  | 58 | 8.9% | 27129 | 7.4% | 7.8% | 12.8% | 12.8%
|  | Project NPV | 29192.5075 | 3: 64442.2675; 4: 29192.5075; 5: 17332.3924 |  |  |  |  | 59 | 9% | 28161 | 7.4% |  | 12.8% | 12.8%
[14 empty] | 60 | 9.1% | 29193 | 7.4% | bar: 1 to 2
[14 empty] | 61 | 9.2% | 30224 | 7.4% | bar: 1 to 2
|  | Equity Hurdle rate | 9.909% | 3: 11.39%; 4: 9.909%; 5: 9.902% |  |  |  |  | 62 | 9.3% | 31255 | 7.4%
|  | Equity IRR | 10.86% | 3: 14.35%; 4: 10.86%; 5: 9.051% |  |  |  |  | 63 | 9.4% | 32285 | 7.4%
|  | Equity Discount rate | 8.617% | 6.982% | 6.919% | 9.905% | 8.617% | 8.61% | 6.982% |  |  |  |  | 64 | 9.5% | 33316 | 7.4%
|  | Equity NPV | 16565.7436 | -22030.9451 | -21895.1562 | 29818.6314 | 16565.7436 | 7346.5106 | -22030.9451 |  |  |  |  | 65 | 9.6% | 34346 | 7.4%
[14 empty] | 66 | 9.7% | 35376 | 7.4%
|  | % merchant revenues NPV | 47.63% | 1501.8 | 1501.8 | 0.4763 | 0.4763 | 0.4763 | 1501.8 |  |  |  |  | 67 | 9.8% | 36405 | 7.4%
|  | EBITDA (Average Y1-5) | 6310.2355 | 3: 10811.2075; 4: 6310.2355; 5: 5467.8335 |  |  |  |  | 68 | 9.9% | 37435 | 7.4%
|  | LCOE P50 | 52.7531 | 3: 45.5323; 4: 52.7531; 5: 58.6146 |  |  |  |  | 69 | 10% | 38464 | 7.4%
|  | Total Capex | 72993.7068 | 3: 107202.528; 4: 72993.7068; 5: 72994.8394 |  |  |  |  | 70 | 10.1% | 39493 | 7.4%
|  | Debt/(Debt+Equity) at FID | 2739.15 | 1001.05 | 1001.05 | 3505.65 | 2739.15 | 2739.15 | 1001.05 |  |  |  |  | 71 | 10.2% | 40552 | 7.4%
|  | NPV Debt/(NPV Debt + Equity) | 54.84% | 3: 0.65939; 4: 0.54838; 5: 0.54765 |  |  |  |  | 72 | 10.3% | 41551 | 7.4%
|  | Project NPV / Unlevered Capex | 41.54% | 500.75 | 500.75 | 0.63011 | 0.41542 | 0.24665 | 500.75 |  |  |  |  | 73 | 10.4% | 42579 | 7.4%
|  | SHL | 29135.1762 | 0 | 0 | 30203.8517 | 29135.1762 | 29249.082 | 0 |  |  |  |  | 74 | 10.5% | 43608 | 7.4%
[14 empty] | 75 | 10.6% | 44636 | 7.4%
[14 empty] | 76 |  |  | 7.4%
[14 empty] | 77 |  |  | 7.4%
[16 empty] | -20% | 0 | 20%
[14 empty] | PPA |  | 48 | 60 | 68.4
[14 empty] | PPA |  | 8% | 9.1% | 10.3%
[14 empty] | Capex |  | 58395.2 | 72994 | 87592.8
[14 empty] | HARD CAPEX |  | 11.2% | 9.1% | 7.6%
[14 empty] | Opex |  | 1863.2 | 2329 | 2794.8
[14 empty] | OPEX |  | 9.6% | 9.1% | 8.7%
[14 empty] | Hurdle Rate |  | 7.4% | 7.4% | 7.4%
Sizing
Note on I17: [Threaded comment] Your version of Excel allows you to read this threaded comment; however, any edits to it will get removed if the file is opened in a newer version of Excel. Learn more: https://go.microsoft.com/fwlink/?linkid=870924 Comment: TBD
Note on I34: [Threaded comment] Your version of Excel allows you to read this threaded comment; however, any edits to it will get removed if the file is opened in a newer version of Excel. Learn more: https://go.microsoft.com/fwlink/?linkid=870924 Comment: 600k€ for SS+400k€ for civil work Reply: Also reveived preliminary cost estimate from provider of grid connection elaborate. Reply: oh ok!
Note on J34: [Threaded comment] Your version of Excel allows you to read this threaded comment; however, any edits to it will get removed if the file is opened in a newer version of Excel. Learn more: https://go.microsoft.com/fwlink/?linkid=870924 Comment: 600k€ for SS+400k€ for civil work Reply: Also reveived preliminary cost estimate from provider of grid connection elaborate. Reply: oh ok!
Note on K34: [Threaded comment] Your version of Excel allows you to read this threaded comment; however, any edits to it will get removed if the file is opened in a newer version of Excel. Learn more: https://go.microsoft.com/fwlink/?linkid=870924 Comment: 600k€ for SS+400k€ for civil work Reply: Also reveived preliminary cost estimate from provider of grid connection elaborate. Reply: oh ok!
Note on I35: [Threaded comment] Your version of Excel allows you to read this threaded comment; however, any edits to it will get removed if the file is opened in a newer version of Excel. Learn more: https://go.microsoft.com/fwlink/?linkid=870924 Comment: 300k€/km Reply: We have offer from reputable company Dalekovod for this price. Reply: oh ok then you can keep this cost!
Note on J35: [Threaded comment] Your version of Excel allows you to read this threaded comment; however, any edits to it will get removed if the file is opened in a newer version of Excel. Learn more: https://go.microsoft.com/fwlink/?linkid=870924 Comment: 300k€/km Reply: We have offer from reputable company Dalekovod for this price. Reply: oh ok then you can keep this cost!
Note on K35: [Threaded comment] Your version of Excel allows you to read this threaded comment; however, any edits to it will get removed if the file is opened in a newer version of Excel. Learn more: https://go.microsoft.com/fwlink/?linkid=870924 Comment: 300k€/km Reply: We have offer from reputable company Dalekovod for this price. Reply: oh ok then you can keep this cost!

## OpEx
11028.6714
|  | Budget | Inflation | WTH | 1 | 2 | 3 | 4 | 5 | 6 | 7 | 8 | 9 | 10 | 11 | 12 | 13 | 14 | 15 | 16 | 17 | 18 | 19 | 20 | 21 | 22 | 23 | 24 | 25 | 26 | 27 | 28 | 29 | 30 | Price Details | Comments
B.01 | Technical Management | 280 | 2% | 0% | 280 | 285.6 | 291.312 | 297.1382 | 303.081 | 309.1426 | 315.3255 | 321.632 | 328.0646 | 334.6259 | 341.3184 | 348.1448 | 355.1077 | 362.2099 | 369.4541 | 376.8431 | 384.38 | 392.0676 | 399.9089 | 407.9071 | 416.0653 | 424.3866 | 432.8743 | 441.5318 | 450.3624 | 459.3697 | 468.5571 | 477.9282 | 487.4868 | 497.2365
B.01.1 | Asset Management Contract | 138 | bar: 1 to 30
B.01.2 | Operation Management Contract | 67 | bar: 1 to 30
B.01.3 | Performance monitoring | 10 | bar: 1 to 30
B.01.4 | Technical Inspections | 13 | bar: 1 to 30
| SCADA | 18 | bar: 1 to 30
B.01.5 | Meteorological and weather forecast service | 16 | bar: 1 to 30
B.01.9 | Bazefield | 18 | bar: 1 to 30
B.01.9 | Onboarding fees | 0 |  |  | 1 | 0 | 0 | 0 | 0 | 0 | 0 | 0 | 0 | 0 | 0 | 0 | 0 | 0 | 0 | 0 | 0 | 0 | 0 | 0 | 0 | 0 | 0 | 0 | 0 | 0 | 0 | 0 | 0 | 0
| End of maintenance contract inspection | 0 |  |  | 0 | 0 | 0 | 0 | 0 | 0 | 0 | 0 | 0 | 0 | 0 | 0 | 0 | 0 | 0 | 0 | 0 | 0 | 0 | 0 | 0 | 0 | 0 | 0 | 0 | 0 | 0 | 0 | 0 | 0
B.01.9 | Decomissioning Fees | 0 |  |  | 0 | 0 | 0 | 0 | 0 | 0 | 0 | 0 | 0 | 0 | 0 | 0 | 0 | 0 | 0 | 0 | 0 | 0 | 0 | 0 | 0 | 0 | 0 | 0 | 0 | 0 | 0 | 0 | 0 | 1
B.02 | Infrastructure Maintenance | 667.6 | 2% | 0% | 426.6 | 427.42 | 508.2564 | 509.1095 | 509.9797 | 633.2673 | 634.1727 | 635.0961 | 636.038 | 636.9988 | 677.9788 | 678.9783 | 679.9979 | 681.0379 | 682.0986 | 731.1806 | 732.2842 | 733.4099 | 734.5581 | 735.7293 | 816.9238 | 818.1423 | 819.3852 | 820.6529 | 821.9459 | 895.2648 | 896.6101 | 897.9823 | 899.382 | 900.8096
B.02.1 | O&M – Preventive & Corrective | 241 |  |  | 385.6 | 385.6 | 465.6 | 465.6 | 465.6 | 588 | 588 | 588 | 588 | 588 | 628 | 628 | 628 | 628 | 628 | 676 | 676 | 676 | 676 | 676 | 756 | 756 | 756 | 756 | 756 | 828 | 828 | 828 | 828 | 828
B.02.2 | Minor Maintenance | 27 | bar: 1 to 30
B.02.3 | HV Substation & O&M Building | 0 | bar: 1 to 30
| Regulatory Inspections | 6 | bar: 1 to 30
B.02.4 | HSE Prevention Plan | 0 | bar: 1 to 30
B.02.5 | Met Station Maintenance | 0 | bar: 1 to 30
B.02.6 | Blade Maintenance | 0 | bar: 1 to 30
B.02.7 | Vehicle or Special Equipment Maintenance | 8 | bar: 1 to 30
B.02.8 | Others | 0 | bar: 1 to 30
B.02.9 | bar: 1 to 30
[5 empty] | 0 | 0 | 0 | 0 | 0 | 0 | 0 | 0 | 0 | 0 | 0 | 0 | 0 | 0 | 0 | 0 | 0 | 0 | 0 | 0 | 0 | 0 | 0 | 0 | 0 | 0 | 0 | 0 | 0 | 0
B.02.10 |  |  |  |  | 0 | 0 | 0 | 0 | 0 | 0 | 0 | 0 | 0 | 0 | 0 | 0 | 0 | 0 | 0 | 0 | 0 | 0 | 0 | 0 | 0 | 0 | 0 | 0 | 0 | 0 | 0 | 0 | 0 | 0
B.03 | Maintain Site | 68 | 2% | 0% | 68 | 69.36 | 70.7472 | 72.1621 | 73.6054 | 75.0775 | 76.579 | 78.1106 | 79.6728 | 81.2663 | 82.8916 | 84.5495 | 86.2404 | 87.9653 | 89.7246 | 91.519 | 93.3494 | 95.2164 | 97.1207 | 99.0632 | 101.0444 | 103.0653 | 105.1266 | 107.2291 | 109.3737 | 111.5612 | 113.7924 | 116.0683 | 118.3896 | 120.7574
B.03.1 | Vegetation management/clean site | 20 | bar: 1 to 30
B.03.2 | Repair roads | 36 | bar: 1 to 30
B.03.3 | Pest control | 2 | bar: 1 to 30
B.03.8 | Inspections | 10 | bar: 1 to 30
B.03.9 | Others | 0 |  |  | 0 | 0 | 0 | 0 | 0 | 0 | 0 | 0 | 0 | 0 | 0 | 0 | 0 | 0 | 0 | 0 | 0 | 0 | 0 | 0 | 0 | 0 | 0 | 0 | 0 | 0 | 0 | 0 | 0 | 0
B.04 | Clean Material | 5 | 2% | 0% | 5 | 5.1 | 5.202 | 5.306 | 5.4122 | 5.5204 | 5.6308 | 5.7434 | 5.8583 | 5.9755 | 6.095 | 6.2169 | 6.3412 | 6.468 | 6.5974 | 6.7293 | 6.8639 | 7.0012 | 7.1412 | 7.2841 | 7.4297 | 7.5783 | 7.7299 | 7.8845 | 8.0422 | 8.203 | 8.3671 | 8.5344 | 8.7051 | 8.8792
B.04.1 | Clean Panel/Blades | 0 | bar: 1 to 30
B.04.2 | Subscription to water supply | 5 | bar: 1 to 30
B.04.3 | Others | 0 |  |  | 0 | 0 | 0 | 0 | 0 | 0 | 0 | 0 | 0 | 0 | 0 | 0 | 0 | 0 | 0 | 0 | 0 | 0 | 0 | 0 | 0 | 0 | 0 | 0 | 0 | 0 | 0 | 0 | 0 | 0
B.04.9 |  |  |  |  | 0 | 0 | 0 | 0 | 0 | 0 | 0 | 0 | 0 | 0 | 0 | 0 | 0 | 0 | 0 | 0 | 0 | 0 | 0 | 0 | 0 | 0 | 0 | 0 | 0 | 0 | 0 | 0 | 0 | 0
B.05 | Security | 50 | 2% | 0% | 50 | 51 | 52.02 | 53.0604 | 54.1216 | 55.204 | 56.3081 | 57.4343 | 58.583 | 59.7546 | 60.9497 | 62.1687 | 63.4121 | 64.6803 | 65.9739 | 67.2934 | 68.6393 | 70.0121 | 71.4123 | 72.8406 | 74.2974 | 75.7833 | 77.299 | 78.845 | 80.4219 | 82.0303 | 83.6709 | 85.3443 | 87.0512 | 88.7922
B.05.1 | Surveillance systems | 30 | bar: 1 to 30
B.05.2 | Surveillance patrols | 20 | bar: 1 to 30
B.05.3 | Others |  |  |  | 0 | 0 | 0 | 0 | 0 | 0 | 0 | 0 | 0 | 0 | 0 | 0 | 0 | 0 | 0 | 0 | 0 | 0 | 0 | 0 | 0 | 0 | 0 | 0 | 0 | 0 | 0 | 0 | 0 | 0
B.05.8 |  |  |  |  | 0 | 0 | 0 | 0 | 0 | 0 | 0 | 0 | 0 | 0 | 0 | 0 | 0 | 0 | 0 | 0 | 0 | 0 | 0 | 0 | 0 | 0 | 0 | 0 | 0 | 0 | 0 | 0 | 0 | 0
B.05.9 |  |  |  |  | 0 | 0 | 0 | 0 | 0 | 0 | 0 | 0 | 0 | 0 | 0 | 0 | 0 | 0 | 0 | 0 | 0 | 0 | 0 | 0 | 0 | 0 | 0 | 0 | 0 | 0 | 0 | 0 | 0 | 0
B.06 | Insurance | 468.75 | 2% | 0% | 468.75 | 478.125 | 487.6875 | 497.4412 | 507.3901 | 517.5379 | 527.8886 | 538.4464 | 549.2153 | 560.1996 | 571.4036 | 582.8317 | 594.4883 | 606.3781 | 618.5057 | 630.8758 | 643.4933 | 656.3632 | 669.4904 | 682.8802 | 696.5378 | 710.4686 | 724.678 | 739.1715 | 753.955 | 769.0341 | 784.4147 | 800.103 | 816.1051 | 832.4272
B.06.1 | Operation All Risk with Business Interruption (OAR-BI) | 468.75 | bar: 1 to 30
B.06.2 | Third Party Liability (TPL) | 0 |  |  | 0 | 0 | 0 | 0 | 0 | 0 | 0 | 0 | 0 | 0 | 0 | 0 | 0 | 0 | 0 | 0 | 0 | 0 | 0 | 0 | 0 | 0 | 0 | 0 | 0 | 0 | 0 | 0 | 0 | 0
B.06.3 | Substation and O&M Building Coverage (DO) | 0 |  |  | 0 | 0 | 0 | 0 | 0 | 0 | 0 | 0 | 0 | 0 | 0 | 0 | 0 | 0 | 0 | 0 | 0 | 0 | 0 | 0 | 0 | 0 | 0 | 0 | 0 | 0 | 0 | 0 | 0 | 0
B.06.4 | Spare parts insurance | 0 |  |  | 0 | 0 | 0 | 0 | 0 | 0 | 0 | 0 | 0 | 0 | 0 | 0 | 0 | 0 | 0 | 0 | 0 | 0 | 0 | 0 | 0 | 0 | 0 | 0 | 0 | 0 | 0 | 0 | 0 | 0
| Wake effect - compensation | 0 | 2% | 0% | 0 | 0 | 0 | 0 | 0 | 0 | 0 | 0 | 0 | 0 | 0 | 0 | 0 | 0 | 0 | 0 | 0 | 0 | 0 | 0 | 0 | 0 | 0 | 0 | 0 | 0 | 0 | 0 | 0 | 0
B.06.9 | Wake effect | 0 |  |  | 1 | 1 | 1 | 0 | 0 | 0 | 0 | 0 | 0 | 0 | 0 | 0 | 0 | 0 | 0 | 0 | 0 | 0 | 0 | 0 | 0 | 0 | 0 | 0 | 0 | 0 | 0 | 0 | 0 | 0
B.07 | Lease & property Tax | 244 | 2% | 0% | 248.88 | 253.8576 | 258.9348 | 264.1134 | 269.3957 | 274.7836 | 280.2793 | 285.8849 | 291.6026 | 297.4346 | 303.3833 | 309.451 | 315.64 | 321.9528 | 328.3919 | 334.9597 | 341.6589 | 348.4921 | 355.4619 | 362.5712 | 369.8226 | 377.219 | 384.7634 | 392.4587 | 400.3079 | 408.314 | 416.4803 | 424.8099 | 433.3061 | 441.9722
B.07.1 | Land Leases | 244 | bar: 1 to 30
B.07.4 | Property tax | 0 | bar: 1 to 30
B.08 | Power Expenses | 93.72 | 2% | 0% | 93.72 | 95.5944 | 97.5063 | 99.4564 | 101.4455 | 103.4745 | 105.5439 | 107.6548 | 109.8079 | 112.0041 | 114.2442 | 116.529 | 118.8596 | 121.2368 | 123.6615 | 126.1348 | 128.6575 | 131.2306 | 133.8552 | 136.5323 | 139.263 | 142.0482 | 144.8892 | 147.787 | 150.7427 | 153.7576 | 156.8327 | 159.9694 | 163.1688 | 166.4322
B.08.1 | Power consumption | 45 | bar: 1 to 30
B.08.2 | Grid Usage fee | 48.72 | bar: 1 to 30
B.08.3 | Balancing costs | 0 | bar: 1 to 30
B.08.8 | Fuel | 0 |  |  | 0 | 0 | 0 | 0 | 0 | 0 | 0 | 0 | 0 | 0 | 0 | 0 | 0 | 0 | 0 | 0 | 0 | 0 | 0 | 0 | 0 | 0 | 0 | 0 | 0 | 0 | 0 | 0 | 0 | 0
B.09 | Telecom Fees | 0 | 2% | 0% | 0 | 0 | 0 | 0 | 0 | 0 | 0 | 0 | 0 | 0 | 0 | 0 | 0 | 0 | 0 | 0 | 0 | 0 | 0 | 0 | 0 | 0 | 0 | 0 | 0 | 0 | 0 | 0 | 0 | 0
B.09.1 | Reporting Data | bar: 1 to 30
B.09.2 | Telecom Connection | bar: 1 to 30
B.09.3 |  |  |  |  | 0 | 0 | 0 | 0 | 0 | 0 | 0 | 0 | 0 | 0 | 0 | 0 | 0 | 0 | 0 | 0 | 0 | 0 | 0 | 0 | 0 | 0 | 0 | 0 | 0 | 0 | 0 | 0 | 0 | 0
B.09.4 |  |  |  |  | 0 | 0 | 0 | 0 | 0 | 0 | 0 | 0 | 0 | 0 | 0 | 0 | 0 | 0 | 0 | 0 | 0 | 0 | 0 | 0 | 0 | 0 | 0 | 0 | 0 | 0 | 0 | 0 | 0 | 0
B.10 | Audit&Accounting&Legal Fees | 32 | 2% | 0% | 24 | 24.48 | 24.9696 | 25.469 | 25.9784 | 26.4979 | 27.0279 | 27.5685 | 28.1198 | 28.6822 | 29.2559 | 29.841 | 30.4378 | 31.0466 | 31.6675 | 32.3008 | 32.9469 | 33.6058 | 34.2779 | 34.9635 | 35.6627 | 36.376 | 37.1035 | 37.8456 | 38.6025 | 39.3745 | 40.162 | 40.9653 | 41.7846 | 42.6203
B.10.1 | Auditors closing | 16 | bar: 1 to 30
B.10.2 | Accounting closing | 8 | bar: 1 to 30
B.10.3 | Legal closing | 8 |  |  | 0 | 0 | 0 | 0 | 0 | 0 | 0 | 0 | 0 | 0 | 0 | 0 | 0 | 0 | 0 | 0 | 0 | 0 | 0 | 0 | 0 | 0 | 0 | 0 | 0 | 0 | 0 | 0 | 0 | 0
B.10.4 | Accounting book-keeping | 0 | bar: 1 to 30
B.10.5 | Legal Formalities | 0 | bar: 1 to 30
B.10.6 |  |  |  |  | 0 | 0 | 0 | 0 | 0 | 0 | 0 | 0 | 0 | 0 | 0 | 0 | 0 | 0 | 0 | 0 | 0 | 0 | 0 | 0 | 0 | 0 | 0 | 0 | 0 | 0 | 0 | 0 | 0 | 0
B.10.7 |  |  |  |  | 0 | 0 | 0 | 0 | 0 | 0 | 0 | 0 | 0 | 0 | 0 | 0 | 0 | 0 | 0 | 0 | 0 | 0 | 0 | 0 | 0 | 0 | 0 | 0 | 0 | 0 | 0 | 0 | 0 | 0
B.11 | Bank Fees | 20 | 2% | 0% | 20 | 20.4 | 20.808 | 21.2242 | 21.6486 | 22.0816 | 22.5232 | 22.9737 | 23.4332 | 23.9019 | 24.3799 | 24.8675 | 25.3648 | 25.8721 | 0 | 0 | 0 | 0 | 0 | 0 | 0 | 0 | 0 | 0 | 0 | 0 | 0 | 0 | 0 | 0
B.11.1 | Agency Fee | 20 |  |  | 1 | 1 | 1 | 1 | 1 | 1 | 1 | 1 | 1 | 1 | 1 | 1 | 1 | 1 | 0 | 0 | 0 | 0 | 0 | 0 | 0 | 0 | 0 | 0 | 0 | 0 | 0 | 0 | 0 | 0
B.11.2 | Bonds |  |  |  | 0 | 0 | 0 | 0 | 0 | 0 | 0 | 0 | 0 | 0 | 0 | 0 | 0 | 0 | 0 | 0 | 0 | 0 | 0 | 0 | 0 | 0 | 0 | 0 | 0 | 0 | 0 | 0 | 0 | 0
B.11.3 | Bank Fees | bar: 1 to 30
B.11.4 |  |  |  |  | 0 | 0 | 0 | 0 | 0 | 0 | 0 | 0 | 0 | 0 | 0 | 0 | 0 | 0 | 0 | 0 | 0 | 0 | 0 | 0 | 0 | 0 | 0 | 0 | 0 | 0 | 0 | 0 | 0 | 0
B.11.5 |  |  |  |  | 0 | 0 | 0 | 0 | 0 | 0 | 0 | 0 | 0 | 0 | 0 | 0 | 0 | 0 | 0 | 0 | 0 | 0 | 0 | 0 | 0 | 0 | 0 | 0 | 0 | 0 | 0 | 0 | 0 | 0
B.12 | Environmental&Social management | 400 | 2% | 0% | 200 | 204 | 208.08 | 212.2416 | 216.4864 | 220.8162 | 225.2325 | 229.7371 | 234.3319 | 239.0185 | 243.7989 | 248.6749 | 253.6484 | 258.7213 | 263.8958 | 269.1737 | 274.5571 | 280.0483 | 285.6492 | 291.3622 | 297.1895 | 303.1333 | 309.1959 | 315.3799 | 321.6874 | 328.1212 | 334.6836 | 341.3773 | 348.2048 | 355.1689
B.12.1 | Mitigation measures | 200 |  |  | 0 | 0 | 0 | 1 | 1 | 1 | 1 | 1 | 1 | 1 | 1 | 1 | 1 | 1 | 1 | 1 | 1 | 1 | 1 | 1 | 1 | 1 | 1 | 1 | 1 | 1 | 1 | 1 | 1 | 1
B.12.2 | Agrinergie | 0 |  |  | 0 | 0 | 0 | 0 | 0 | 0 | 0 | 0 | 0 | 0 | 0 | 0 | 0 | 0 | 0 | 0 | 0 | 0 | 0 | 0 | 0 | 0 | 0 | 0 | 0 | 0 | 0 | 0 | 0 | 0
B.12.3 | Fauna&Flaura Monitoring | 200 |  |  | 1 | 1 | 1 | 0 | 0 | 0 | 0 | 0 | 0 | 0 | 0 | 0 | 0 | 0 | 0 | 0 | 0 | 0 | 0 | 0 | 0 | 0 | 0 | 0 | 0 | 0 | 0 | 0 | 0 | 0
B.12.5 | E&S monitoring | 0 |  |  | 1 | 1 | 1 | 0 | 0 | 0 | 0 | 0 | 0 | 0 | 0 | 0 | 0 | 0 | 0 | 0 | 0 | 0 | 0 | 0 | 0 | 0 | 0 | 0 | 0 | 0 | 0 | 0 | 0 | 0
B.12.6 | HSE: Montly visit + yearly visit + elect/fire/other controls | 0 | bar: 1 to 30
B.12.7 |  | 0 |  |  | 0 | 0 | 0 | 0 | 0 | 0 | 0 | 0 | 0 | 0 | 0 | 0 | 0 | 0 | 0 | 0 | 0 | 0 | 0 | 0 | 0 | 0 | 0 | 0 | 0 | 0 | 0 | 0 | 0 | 0
B.13 | Contingencies | 139.7442 | 6% | 0% | 113.097 | 114.8962 | 121.5314 | 123.4033 | 125.3127 | 134.6042 | 136.5907 | 138.6169 | 140.6836 | 142.7917 | 147.342 | 149.5352 | 151.7723 | 154.0541 | 154.7983 | 160.0206 | 162.4098 | 164.8468 | 167.3326 | 169.868 | 177.2542 | 179.8921 | 182.5827 | 185.3272 | 188.1265 | 195.3018 | 198.2143 | 201.185 | 204.215 | 207.3058
C | Claims |  | 0% | 0% | 0 | 0 | 0 | 0 | 0 | 0 | 0 | 0 | 0 | 0 | 0 | 0 | 0 | 0 | 0 | 0 | 0 | 0 | 0 | 0 | 0 | 0 | 0 | 0 | 0 | 0 | 0 | 0 | 0 | 0
C.01 | Attorney | Not Applicable |  |  | 0 | 0 | 0 | 0 | 0 | 0 | 0 | 0 | 0 | 0 | 0 | 0 | 0 | 0 | 0 | 0 | 0 | 0 | 0 | 0 | 0 | 0 | 0 | 0 | 0 | 0 | 0 | 0 | 0 | 0
C.02 | Technical advisor linked to the claim | Not Applicable |  |  | 0 | 0 | 0 | 0 | 0 | 0 | 0 | 0 | 0 | 0 | 0 | 0 | 0 | 0 | 0 | 0 | 0 | 0 | 0 | 0 | 0 | 0 | 0 | 0 | 0 | 0 | 0 | 0 | 0 | 0
C.03 | Justice Administration fees | Not Applicable |  |  | 0 | 0 | 0 | 0 | 0 | 0 | 0 | 0 | 0 | 0 | 0 | 0 | 0 | 0 | 0 | 0 | 0 | 0 | 0 | 0 | 0 | 0 | 0 | 0 | 0 | 0 | 0 | 0 | 0 | 0
D | Salary and payroll Tax | 0 | 2% | 0% | 0 | 0 | 0 | 0 | 0 | 0 | 0 | 0 | 0 | 0 | 0 | 0 | 0 | 0 | 0 | 0 | 0 | 0 | 0 | 0 | 0 | 0 | 0 | 0 | 0 | 0 | 0 | 0 | 0 | 0
D.01 | Salaries | 0 |  |  | 0 | 0 | 0 | 0 | 0 | 0 | 0 | 0 | 0 | 0 | 0 | 0 | 0 | 0 | 0 | 0 | 0 | 0 | 0 | 0 | 0 | 0 | 0 | 0 | 0 | 0 | 0 | 0 | 0 | 0
D.02 | Social charges | 0 |  |  | 0 | 0 | 0 | 0 | 0 | 0 | 0 | 0 | 0 | 0 | 0 | 0 | 0 | 0 | 0 | 0 | 0 | 0 | 0 | 0 | 0 | 0 | 0 | 0 | 0 | 0 | 0 | 0 | 0 | 0
D.03 | Others | 0 |  |  | 0 | 0 | 0 | 0 | 0 | 0 | 0 | 0 | 0 | 0 | 0 | 0 | 0 | 0 | 0 | 0 | 0 | 0 | 0 | 0 | 0 | 0 | 0 | 0 | 0 | 0 | 0 | 0 | 0 | 0
E | Specific Revenues | 0 |  |  | 0 | 0 | 0 | 0 | 0 | 0 | 0 | 0 | 0 | 0 | 0 | 0 | 0 | 0 | 0 | 0 | 0 | 0 | 0 | 0 | 0 | 0 | 0 | 0 | 0 | 0 | 0 | 0 | 0 | 0
E.01 | Connection Repayment | 0 |  |  | 0 | 0 | 0 | 0 | 0 | 0 | 0 | 0 | 0 | 0 | 0 | 0 | 0 | 0 | 0 | 0 | 0 | 0 | 0 | 0 | 0 | 0 | 0 | 0 | 0 | 0 | 0 | 0 | 0 | 0
E.02 | Subsidy | 0 |  |  | 0 | 0 | 0 | 0 | 0 | 0 | 0 | 0 | 0 | 0 | 0 | 0 | 0 | 0 | 0 | 0 | 0 | 0 | 0 | 0 | 0 | 0 | 0 | 0 | 0 | 0 | 0 | 0 | 0 | 0
E.03 | Others | 0 |  |  | 0 | 0 | 0 | 0 | 0 | 0 | 0 | 0 | 0 | 0 | 0 | 0 | 0 | 0 | 0 | 0 | 0 | 0 | 0 | 0 | 0 | 0 | 0 | 0 | 0 | 0 | 0 | 0 | 0 | 0
F | Taxes | 0 | 2% | 0% | 0 | 0 | 0 | 0 | 0 | 0 | 0 | 0 | 0 | 0 | 0 | 0 | 0 | 0 | 0 | 0 | 0 | 0 | 0 | 0 | 0 | 0 | 0 | 0 | 0 | 0 | 0 | 0 | 0 | 0
F.07 | Stamp Duty | 0 | bar: 1 to 30
F.08 |  | 0 |  |  | 0 | 0 | 0 | 0 | 0 | 0 | 0 | 0 | 0 | 0 | 0 | 0 | 0 | 0 | 0 | 0 | 0 | 0 | 0 | 0 | 0 | 0 | 0 | 0 | 0 | 0 | 0 | 0 | 0 | 0
F.09 | Others | 0 |  |  | 0 | 0 | 0 | 0 | 0 | 0 | 0 | 0 | 0 | 0 | 0 | 0 | 0 | 0 | 0 | 0 | 0 | 0 | 0 | 0 | 0 | 0 | 0 | 0 | 0 | 0 | 0 | 0 | 0 | 0
| TOTAL OPEX in BUDGET excl. Contingencies and Claims | 2329.07 |  |  | 1884.95 | 1914.937 | 2025.5237 | 2056.7222 | 2088.5447 | 2243.4036 | 2276.5116 | 2310.2819 | 2344.7275 | 2379.862 | 2455.6993 | 2492.2533 | 2529.5383 | 2567.5691 | 2579.9709 | 2667.0103 | 2706.8305 | 2747.4471 | 2788.8761 | 2831.1336 | 2954.2363 | 2998.201 | 3043.045 | 3088.7859 | 3135.4416 | 3255.0305 | 3303.5711 | 3353.0825 | 3403.5842 | 3455.0958
| TOTAL OPEX in BUDGET incl. Contingencies, excl. Claims | 2468.8142 |  |  | 1998.047 | 2029.8332 | 2147.0552 | 2180.1255 | 2213.8573 | 2378.0078 | 2413.1023 | 2448.8988 | 2485.4111 | 2522.6538 | 2603.0412 | 2641.7885 | 2681.3106 | 2721.6232 | 2734.7692 | 2827.0309 | 2869.2404 | 2912.294 | 2956.2087 | 3001.0016 | 3131.4905 | 3178.0931 | 3225.6277 | 3274.1131 | 3323.5681 | 3450.3323 | 3501.7854 | 3554.2675 | 3607.7992 | 3662.4016
Inputs (repeating)
| Scheduled Construction Time | 18
| Capacity | 35
| EUR CPI | 2%
| Debts maturity | 14
| Stamp Duty | 0%
Operating Revenues

## Inputs
11028.6714
Project Name |  |  | Tuhobić
Project Company |  |  | Akuo Energy Med
Project Code |  |  | TUHO
Country |  |  | Croatia
Project Schedule
Financial Close |  |  | 2028-06-30
Scheduled Construction Time |  |  | 18
Operation Start |  |  | 2029-12-30
Year 0 |  |  | 2028
Investment Horizon |  |  | 30
Project Life |  |  | 30
Model Horizon |  |  | 30
Model Period |  |  | Semestrial
Building Costs and Spending Profiles
|  |  |  | 1 | 2 | 3 | 4 | 5 | 6 | 7 | 8 | 9 | 10 | 11 | 12 | 13 | 14 | 15 | 16 | 17 | 18 | 19 | 20 | 21 | 22 | 23 | 24 | 25 | 26 | 27 | 28 | 29 | 30
Production Unit |  | 35000 | 100% | 5.556% | 5.556% | 5.556% | 5.556% | 5.556% | 5.556% | 5.556% | 5.556% | 5.556% | 5.556% | 5.556% | 5.556% | 5.556% | 5.556% | 5.556% | 5.556% | 5.556% | 5.556% | 0% | 0% | 0% | 0% | 0% | 0% | 0% | 0% | 0% | 0% | 0% | 0%
EPC Contract |  | 13560 | 100% | 5.556% | 5.556% | 5.556% | 5.556% | 5.556% | 5.556% | 5.556% | 5.556% | 5.556% | 5.556% | 5.556% | 5.556% | 5.556% | 5.556% | 5.556% | 5.556% | 5.556% | 5.556% | 0% | 0% | 0% | 0% | 0% | 0% | 0% | 0% | 0% | 0% | 0% | 0%
Grid connection |  | 30 | 100% | 5.556% | 5.556% | 5.556% | 5.556% | 5.556% | 5.556% | 5.556% | 5.556% | 5.556% | 5.556% | 5.556% | 5.556% | 5.556% | 5.556% | 5.556% | 5.556% | 5.556% | 5.556% | 0% | 0% | 0% | 0% | 0% | 0% | 0% | 0% | 0% | 0% | 0% | 0%
Monitoring & Telecom connection |  | 100 | 100% | 5.556% | 5.556% | 5.556% | 5.556% | 5.556% | 5.556% | 5.556% | 5.556% | 5.556% | 5.556% | 5.556% | 5.556% | 5.556% | 5.556% | 5.556% | 5.556% | 5.556% | 5.556% | 0% | 0% | 0% | 0% | 0% | 0% | 0% | 0% | 0% | 0% | 0% | 0%
Operation Investments |  | 1000 | 100% | 5.556% | 5.556% | 5.556% | 5.556% | 5.556% | 5.556% | 5.556% | 5.556% | 5.556% | 5.556% | 5.556% | 5.556% | 5.556% | 5.556% | 5.556% | 5.556% | 5.556% | 5.556% | 0% | 0% | 0% | 0% | 0% | 0% | 0% | 0% | 0% | 0% | 0% | 0%
Insurances |  | 468.75 | 100% | 100% | 0% | 0% | 0% | 0% | 0% | 0% | 0% | 0% | 0% | 0% | 0% | 0% | 0% | 0% | 0% | 0% | 0% | 0% | 0% | 0% | 0% | 0% | 0% | 0% | 0% | 0% | 0% | 0% | 0%
Land Securing Costs |  | 512.4444 | 100% | 100% | 0% | 0% | 0% | 0% | 0% | 0% | 0% | 0% | 0% | 0% | 0% | 0% | 0% | 0% | 0% | 0% | 0% | 0% | 0% | 0% | 0% | 0% | 0% | 0% | 0% | 0% | 0% | 0% | 0%
Bank due diligence |  | 420 | 100% | 100% | 0% | 0% | 0% | 0% | 0% | 0% | 0% | 0% | 0% | 0% | 0% | 0% | 0% | 0% | 0% | 0% | 0% | 0% | 0% | 0% | 0% | 0% | 0% | 0% | 0% | 0% | 0% | 0% | 0%
Construction Management |  | 40 | 100% | 100% | 0% | 0% | 0% | 0% | 0% | 0% | 0% | 0% | 0% | 0% | 0% | 0% | 0% | 0% | 0% | 0% | 0% | 0% | 0% | 0% | 0% | 0% | 0% | 0% | 0% | 0% | 0% | 0% | 0%
Commissioning |  | 0 | 0% | bar: 1 to 30
Audit&Accounting&Legal Fees |  | 42 | 100% | 5.556% | 5.556% | 5.556% | 5.556% | 5.556% | 5.556% | 5.556% | 5.556% | 5.556% | 5.556% | 5.556% | 5.556% | 5.556% | 5.556% | 5.556% | 5.556% | 5.556% | 5.556% | 0% | 0% | 0% | 0% | 0% | 0% | 0% | 0% | 0% | 0% | 0% | 0%
Construction Management |  | 1742.25 | 100% | 100% | 0% | 0% | 0% | 0% | 0% | 0% | 0% | 0% | 0% | 0% | 0% | 0% | 0% | 0% | 0% | 0% | 0% | 0% | 0% | 0% | 0% | 0% | 0% | 0% | 0% | 0% | 0% | 0% | 0%
Contingencies |  | 3036.945 | 100% | 100% | 0% | 0% | 0% | 0% | 0% | 0% | 0% | 0% | 0% | 0% | 0% | 0% | 0% | 0% | 0% | 0% | 0% | 0% | 0% | 0% | 0% | 0% | 0% | 0% | 0% | 0% | 0% | 0% | 0%
Import taxes |  | 0 | 0% | bar: 1 to 30
Project Acquisition / Project Development |  | 0 | 100% | 0% | 0% | 0% | 0% | 0% | 0% | 0% | 0% | 0% | 0% | 0% | 0% | 0% | 0% | 0% | 0% | 0% | 100% | 0% | 0% | 0% | 0% | 0% | 0% | 0% | 0% | 0% | 0% | 0% | 0%
Project Rights |  | 14739.15 | 100% | 100% | 0% | 0% | 0% | 0% | 0% | 0% | 0% | 0% | 0% | 0% | 0% | 0% | 0% | 0% | 0% | 0% | 0% | 0% | 0% | 0% | 0% | 0% | 0% | 0% | 0% | 0% | 0% | 0% | 0%
IDCs |  | 1519.5639 | 100% | 0% | 0% | 0% | 0.06111% | 0.9743% | 1.957% | 2.817% | 3.862% | 4.818% | 5.219% | 6.74% | 7.461% | 8.682% | 9.349% | 10.64% | 11.63% | 12.22% | 13.62% | 0% | 0% | 0% | 0% | 0% | 0% | 0% | 0% | 0% | 0% | 0% | 0%
Commitment Fees |  | 166.7179 | 100% | 0% | 0.3612% | 11.2% | 11.15% | 10.09% | 9.699% | 8.678% | 8.239% | 7.507% | 6.116% | 6.035% | 5.122% | 4.547% | 3.675% | 3.046% | 2.289% | 1.48% | 0.7671% | 0% | 0% | 0% | 0% | 0% | 0% | 0% | 0% | 0% | 0% | 0% | 0%
Bank Fees |  | 467.1057 | 100% | 100% | 0% | 0% | 0% | 0% | 0% | 0% | 0% | 0% | 0% | 0% | 0% | 0% | 0% | 0% | 0% | 0% | 0% | 0% | 0% | 0% | 0% | 0% | 0% | 0% | 0% | 0% | 0% | 0% | 0%
Other Financial Costs |  | 0 | 100% | 100% | 0% | 0% | 0% | 0% | 0% | 0% | 0% | 0% | 0% | 0% | 0% | 0% | 0% | 0% | 0% | 0% | 0% | 0% | 0% | 0% | 0% | 0% | 0% | 0% | 0% | 0% | 0% | 0% | 0%
Reserve Accounts |  | 0 | 100% | 0% | 0% | 0% | 0% | 0% | 0% | 0% | 0% | 0% | 0% | 0% | 0% | 0% | 0% | 0% | 0% | 0% | 100% | 0% | 0% | 0% | 0% | 0% | 0% | 0% | 0% | 0% | 0% | 0% | 0%
VAT Costs |  | 148.7798 | 100% | 25% | 15% | 15% | 15% | 15% | 15% | 0% | 0% | 0% |  | 0% | 0% | 0% | 0% | 0% | 0% | 0% | 0% | 0% | 0% | 0% | 0% | 0% | 0% | 0% | 0% | 0% | 0% | 0% | 0%
Total CAPEX |  | 72993.7068
Technical Data & Yield
Technical Data
Capacity |  |  | 35 | 3: WTG; 5: NORDEX N175-7MW (HH 125m)
Number of Turbines |  |  | 5
Production Scenario |  |  | P_50 | 1: 0; 3: Type; 5: NORDEX N175
Yield Study |  |  | Historical average | 3: Nominal Capacity; 5: 7
Operating Hours |  |  | 4164 | 3: Hub Height; 5: 125
Production |  |  | 145.74
Period |  |  | 0 | 1: 2; 2: 3; 3: 5; 4: 31
Curtailment |  |  | 0% | bar: 1 to 4
Discount |  |  | 0%
Power Curve Adjustment |  |  | 100%
Yield
|  |  | Historical average | 1: Scenario 1; 2: A; 3: XX; 4: B
P_50 |  |  | 4164
P_75-1y
P_75-10y
P_90-1y
P_90-10y |  |  | 3620
P_95-10y
P_99-1y
P_99-10y
P90/P50
Revenues Data
PPA
Base Tariff |  |  | 60 | 1: up to; 2: 3600; 3: ??
Reduced Tariff |  |  | 60 | 1: up to; 2: 3600
Production sold under cPPA (% P50) |  |  | 100% | bar: 1
PPA Term |  |  | 12
PPA index |  |  | 2%
Variable part |  |  | 100%
EUR CPI |  |  | 2%
Market Price
Scenario |  |  | Fixed
if Profile | Base Rate |  | 2030
| Index |  | 2%
if Fixed | Price Year 1 |  | 94.554
| Index |  | 2%
Indexed Model Price
Model Year |  |  | 2028 | 2029 | 2030 | 2031 | 2032 | 2033 | 2034 | 2035 | 2036 | 2037 | 2038 | 2039 | 2040 | 2041 | 2042 | 2043 | 2044 | 2045 | 2046 | 2047 | 2048 | 2049 | 2050 | 2051 | 2052 | 2053 | 2054 | 2055 | 2056 | 2057 | 2058 | 2059
Year |  |  | 0 | 1 | 2 | 3 | 4 | 5 | 6 | 7 | 8 | 9 | 10 | 11 | 12 | 13 | 14 | 15 | 16 | 17 | 18 | 19 | 20 | 21 | 22 | 23 | 24 | 25 | 26 | 27 | 28 | 29 | 30 | 31
Base Tariff | €/MWh |  |  | 60 | 61.2 | 62.424 | 63.6725 | 64.9459 | 66.2448 | 67.5697 | 68.9211 | 70.2996 | 71.7056 | 73.1397 | 74.6025 | 109.326 | 109.5042 | 110.8026 | 112.056 | 115.3512 | 117.9612 | 120.582 | 123.2293 | 125.872 | 128.5255 | 131.7129 | 134.13 | 136.5316 | 139.7415 | 142.146 | 143.9984 | 145.7752 | 146.7453 | 148.4145
Base Tariff | €/MWh |  |  | 60 | 61.2 | 62.424 | 63.6725 | 64.9459 | 66.2448 | 67.5697 | 68.9211 | 70.2996 | 71.7056 | 73.1397 | 74.6025 | 76.0945 | 77.6164 | 79.1687 | 80.7521 | 82.3671 | 84.0145 | 85.6948 | 87.4087 | 89.1568 | 90.94 | 92.7588 | 94.614 | 96.5062 | 98.4364 | 100.4051 | 102.4132 | 104.4615 | 106.5507 | 108.6817
Market price | €/MWh |  |  | 94.554 | 100.969 | 102.6256 | 104.5038 | 105.6042 | 107.1357 | 111.2716 | 108.2148 | 105.5754 | 106.9539 | 107.5379 | 108.6338 | 109.326 | 109.5042 | 110.8026 | 112.056 | 115.3512 | 117.9612 | 120.582 | 123.2293 | 125.872 | 128.5255 | 131.7129 | 134.13 | 136.5316 | 139.7415 | 142.146 | 143.9984 | 145.7752 | 146.7453 | 148.4145
Captured Prices - AFRY - Q1 2026 |  |  | Year | 2029 | 2030 | 2031 | 2032 | 2033 | 2034 | 2035 | 2036 | 2037 | 2038 | 2039 | 2040 | 2041 | 2042 | 2043 | 2044 | 2045 | 2046 | 2047 | 2048 | 2049 | 2050 | 2051 | 2052 | 2053 | 2054 | 2055 | 2056 | 2057 | 2058 | 2059
|  |  | Central | 94.554 | 100.969 | 102.6256 | 104.5038 | 105.6042 | 107.1357 | 111.2716 | 108.2148 | 105.5754 | 106.9539 | 107.5379 | 108.6338 | 109.326 | 109.5042 | 110.8026 | 112.056 | 115.3512 | 117.9612 | 120.582 | 123.2293 | 125.872 | 128.5255 | 131.7129 | 134.13 | 136.5316 | 139.7415 | 142.146 | 143.9984 | 145.7752 | 146.7453 | 148.4145
Equity scenario | Central |  | Central | 87.55 | 91.79 | 91.63 | 91.67 | 90.26 | 90.03 | 91.96 | 87.27 | 83.79 | 82.91 | 82.09 | 81.07 | 79.8 | 78.78 | 78.03 | 77.28 | 77.94 | 78.12 | 78.3 | 78.49 | 78.67 | 78.85 | 78.87 | 78.9 | 78.92 | 78.95 | 78.97 | 78.26 | 77.54 | 76.83 | 76.11 | 75.4 | 86.49 | 87.17 | 85.96
Sizing scenario | MidLow |  | Low | 60.53 | 59.79 | 61.08 | 61.11 | 60.09 | 59.48 | 59.48 | 58.2 | 58.64 | 58.06 | 56.63 | 54.72 | 54.8 | 53.01 | 49.62 | 45.01 | 39.71 | 39.82 | 39.94 | 40.05 | 40.17 | 40.28 | 39.53 | 38.78 | 38.04 | 37.29 | 36.54 | 36.18 | 35.82 | 35.47 | 35.11 | 34.75 | 50.79 | 51.2 | 50.32
|  |  | MidLow | 74.04 | 75.79 | 76.355 | 76.39 | 75.175 | 74.755 | 75.72 | 72.735 | 71.215 | 70.485 | 69.36 | 67.895 | 67.3 | 65.895 | 63.825 | 61.145 | 58.825 | 58.97 | 59.12 | 59.27 | 59.42 | 59.565 | 59.2 | 58.84 | 58.48 | 58.12 | 57.755 | 57.22 | 56.68 | 56.15 | 55.61 | 55.075 | 68.64 | 69.185 | 68.14
Inflation index |  |  |  | 1.08 | 1.1 | 1.12 | 1.14 | 1.17 | 1.19 | 1.21 | 1.24 | 1.26 | 1.29 | 1.31 | 1.34 | 1.37 | 1.39 | 1.42 | 1.45 | 1.48 | 1.51 | 1.54 | 1.57 | 1.6 | 1.63 | 1.67 | 1.7 | 1.73 | 1.77 | 1.8 | 1.84 | 1.88 | 1.91 | 1.95 | 1.99
Balancing costs |  |  |  | 8 | 8 | 8 | 8 | 8 | 8 | 8 | 8 | 8 | 8 | 8 | 8 | 8 | 8 | 8 | 8 | 8 | 8 | 8 | 8 | 8 | 8 | 8 | 8 | 8 | 8 | 8 | 8 | 8 | 8 | 8
Non Recurring Item
Amount |  |  | 0
Payment year |  |  | 1
CO2 Certificates Sales
CO2 Certificates Sales |  |  | FALSE | 2029 | 2030 | 2031 | 2032 | 2033 | 2034 | 2035 | 2036 | 2037 | 2038 | 2039 | 2040 | 2041 | 2042 | 2043 | 2044 | 2045 | 2046 | 2047 | 2048 | 2049 | 2050 | 2051 | 2052 | 2053 | 2054 | 2055 | 2056 | 2057 | 2058
Emission Factor FR |  |  | 1 | 1 | 2 | 3 | 4 | 5 | 6 | 7 | 8 | 9 | 10 | 11 | 12 | 13 | 14 | 15 | 16 | 17 | 18 | 19 | 20 | 21 | 22 | 23 | 24 | 25 | 26 | 27 | 28 | 29 | 30
CO2 price |  |  |  | 4.1911 | 3.783 | 3.375 | 2.967 | 2.45 | 2.35 | 2.2 | 2.1 | 2.05 | 1.95 | 1.8 | 1.7 | 1.6 | 1.5 | 1.4 | 1.3 | 1.2 | 1.15 | 1.05 | 1 | 0.95 | 0.9 | 0.85 | 0.8 | 0.8 | 0.8 | 0.75 | 0.75 | 0.7 | 0.7
UNFCC's Retainer | bar: 1
Operation and Maintenance Costs
Task |  | WTH |  | 1 | 2 | 3 | 4 | 5 | 6 | 7 | 8 | 9 | 10 | 11 | 12 | 13 | 14 | 15 | 16 | 17 | 18 | 19 | 20 | 21 | 22 | 23 | 24 | 25 | 26 | 27 | 28 | 29 | 30
Technical Management |  | 0% |  | 280 | 285.6 | 291.312 | 297.1382 | 303.081 | 309.1426 | 315.3255 | 321.632 | 328.0646 | 334.6259 | 341.3184 | 348.1448 | 355.1077 | 362.2099 | 369.4541 | 376.8431 | 384.38 | 392.0676 | 399.9089 | 407.9071 | 416.0653 | 424.3866 | 432.8743 | 441.5318 | 450.3624 | 459.3697 | 468.5571 | 477.9282 | 487.4868 | 497.2365
Infrastructure Maintenance |  | 0% |  | 426.6 | 427.42 | 508.2564 | 509.1095 | 509.9797 | 633.2673 | 634.1727 | 635.0961 | 636.038 | 636.9988 | 677.9788 | 678.9783 | 679.9979 | 681.0379 | 682.0986 | 731.1806 | 732.2842 | 733.4099 | 734.5581 | 735.7293 | 816.9238 | 818.1423 | 819.3852 | 820.6529 | 821.9459 | 895.2648 | 896.6101 | 897.9823 | 899.382 | 900.8096
Maintain Site |  | 0% |  | 68 | 69.36 | 70.7472 | 72.1621 | 73.6054 | 75.0775 | 76.579 | 78.1106 | 79.6728 | 81.2663 | 82.8916 | 84.5495 | 86.2404 | 87.9653 | 89.7246 | 91.519 | 93.3494 | 95.2164 | 97.1207 | 99.0632 | 101.0444 | 103.0653 | 105.1266 | 107.2291 | 109.3737 | 111.5612 | 113.7924 | 116.0683 | 118.3896 | 120.7574
Clean Material |  | 0% |  | 5 | 5.1 | 5.202 | 5.306 | 5.4122 | 5.5204 | 5.6308 | 5.7434 | 5.8583 | 5.9755 | 6.095 | 6.2169 | 6.3412 | 6.468 | 6.5974 | 6.7293 | 6.8639 | 7.0012 | 7.1412 | 7.2841 | 7.4297 | 7.5783 | 7.7299 | 7.8845 | 8.0422 | 8.203 | 8.3671 | 8.5344 | 8.7051 | 8.8792
Security |  | 0% |  | 50 | 51 | 52.02 | 53.0604 | 54.1216 | 55.204 | 56.3081 | 57.4343 | 58.583 | 59.7546 | 60.9497 | 62.1687 | 63.4121 | 64.6803 | 65.9739 | 67.2934 | 68.6393 | 70.0121 | 71.4123 | 72.8406 | 74.2974 | 75.7833 | 77.299 | 78.845 | 80.4219 | 82.0303 | 83.6709 | 85.3443 | 87.0512 | 88.7922
Insurance |  | 0% |  | 468.75 | 478.125 | 487.6875 | 497.4412 | 507.3901 | 517.5379 | 527.8886 | 538.4464 | 549.2153 | 560.1996 | 571.4036 | 582.8317 | 594.4883 | 606.3781 | 618.5057 | 630.8758 | 643.4933 | 656.3632 | 669.4904 | 682.8802 | 696.5378 | 710.4686 | 724.678 | 739.1715 | 753.955 | 769.0341 | 784.4147 | 800.103 | 816.1051 | 832.4272
Wake effect - compensation |  | 0% |  | 0 | 0 | 0 | 0 | 0 | 0 | 0 | 0 | 0 | 0 | 0 | 0 | 0 | 0 | 0 | 0 | 0 | 0 | 0 | 0 | 0 | 0 | 0 | 0 | 0 | 0 | 0 | 0 | 0 | 0
Lease & property Tax |  | 0% |  | 248.88 | 253.8576 | 258.9348 | 264.1134 | 269.3957 | 274.7836 | 280.2793 | 285.8849 | 291.6026 | 297.4346 | 303.3833 | 309.451 | 315.64 | 321.9528 | 328.3919 | 334.9597 | 341.6589 | 348.4921 | 355.4619 | 362.5712 | 369.8226 | 377.219 | 384.7634 | 392.4587 | 400.3079 | 408.314 | 416.4803 | 424.8099 | 433.3061 | 441.9722
Power Expenses |  | 0% |  | 93.72 | 95.5944 | 97.5063 | 99.4564 | 101.4455 | 103.4745 | 105.5439 | 107.6548 | 109.8079 | 112.0041 | 114.2442 | 116.529 | 118.8596 | 121.2368 | 123.6615 | 126.1348 | 128.6575 | 131.2306 | 133.8552 | 136.5323 | 139.263 | 142.0482 | 144.8892 | 147.787 | 150.7427 | 153.7576 | 156.8327 | 159.9694 | 163.1688 | 166.4322
Telecom Fees |  | 0% |  | 0 | 0 | 0 | 0 | 0 | 0 | 0 | 0 | 0 | 0 | 0 | 0 | 0 | 0 | 0 | 0 | 0 | 0 | 0 | 0 | 0 | 0 | 0 | 0 | 0 | 0 | 0 | 0 | 0 | 0
Audit&Accounting&Legal Fees |  | 0% |  | 24 | 24.48 | 24.9696 | 25.469 | 25.9784 | 26.4979 | 27.0279 | 27.5685 | 28.1198 | 28.6822 | 29.2559 | 29.841 | 30.4378 | 31.0466 | 31.6675 | 32.3008 | 32.9469 | 33.6058 | 34.2779 | 34.9635 | 35.6627 | 36.376 | 37.1035 | 37.8456 | 38.6025 | 39.3745 | 40.162 | 40.9653 | 41.7846 | 42.6203
Bank Fees |  | 0% |  | 20 | 20.4 | 20.808 | 21.2242 | 21.6486 | 22.0816 | 22.5232 | 22.9737 | 23.4332 | 23.9019 | 24.3799 | 24.8675 | 25.3648 | 25.8721 | 0 | 0 | 0 | 0 | 0 | 0 | 0 | 0 | 0 | 0 | 0 | 0 | 0 | 0 | 0 | 0
Environmental&Social management |  | 0% |  | 200 | 204 | 208.08 | 212.2416 | 216.4864 | 220.8162 | 225.2325 | 229.7371 | 234.3319 | 239.0185 | 243.7989 | 248.6749 | 253.6484 | 258.7213 | 263.8958 | 269.1737 | 274.5571 | 280.0483 | 285.6492 | 291.3622 | 297.1895 | 303.1333 | 309.1959 | 315.3799 | 321.6874 | 328.1212 | 334.6836 | 341.3773 | 348.2048 | 355.1689
Contingencies |  | 0% |  | 113.097 | 114.8962 | 121.5314 | 123.4033 | 125.3127 | 134.6042 | 136.5907 | 138.6169 | 140.6836 | 142.7917 | 147.342 | 149.5352 | 151.7723 | 154.0541 | 154.7983 | 160.0206 | 162.4098 | 164.8468 | 167.3326 | 169.868 | 177.2542 | 179.8921 | 182.5827 | 185.3272 | 188.1265 | 195.3018 | 198.2143 | 201.185 | 204.215 | 207.3058
Taxes |  | 0% |  | 0 | 0 | 0 | 0 | 0 | 0 | 0 | 0 | 0 | 0 | 0 | 0 | 0 | 0 | 0 | 0 | 0 | 0 | 0 | 0 | 0 | 0 | 0 | 0 | 0 | 0 | 0 | 0 | 0 | 0
Salary and payroll Tax |  | 0% |  | 0 | 0 | 0 | 0 | 0 | 0 | 0 | 0 | 0 | 0 | 0 | 0 | 0 | 0 | 0 | 0 | 0 | 0 | 0 | 0 | 0 | 0 | 0 | 0 | 0 | 0 | 0 | 0 | 0 | 0
Withholding Tax |  |  |  | 0 | 0 | 0 | 0 | 0 | 0 | 0 | 0 | 0 | 0 | 0 | 0 | 0 | 0 | 0 | 0 | 0 | 0 | 0 | 0 | 0 | 0 | 0 | 0 | 0 | 0 | 0 | 0 | 0 | 0
Project Sizing
Equity Shares |  | 0.685% | 500 | 1: CAPEX; 3: 70691.5394
Shareholder Loan |  | 39.91% | 29135.1762 | 1: IDCs; 3: 1519.5639
Akuo Carbon Fund |  | 0% | 0 | 1: Commitment Fees; 3: 166.7179
Senior Debt |  | 59.4% | 43359.2738 | 1: Bank Fees; 3: 467.1057
|  |  |  | Reserve Accounts |  | 0
|  |  |  | VAT Costs |  | 148.7798
Total |  |  | 72994.45 | 1: Total; 3: 72993.7068; 4: 0.74321
VAT Facility |  |  | 3361.509
Model Sizing
Debt Sculpting Macro
Scenario |  | Target DSCR in Bank Case |  | 1: Minimum DSCR
P_90-10y |  | 1.2 |  | 1: 1.451
Base Case Scenario |  |  | P_50
Bank Case
|  | P_90-10y | 1.2 | 6: 1.2
[5 empty] | Average DSCR PPA /market | 1.2 |  |  | 1.4
Debt Sizing |  |  | 1
Term of Debts Facilities
Total Facility |  |  | 46720.0396
Senior Debt
Amount |  | TRUE | 43358.5306
Senior Loan |  |  | Bank 1
Available Amount |  |  | 43358.5306
Maturity |  |  | 14
Last Repayment Date |  |  | 2043-12-29
Used Amount |  |  | 43358.5306
Used % |  |  | 100%
Pricing |  |  | 5.95% | 2: Year; 3: Margin
Base Rate |  |  | 3.1% | 2: 1; 3: 265
Margin |  |  | 265 | 2: 2; 3: 265
All-in Base Rate |  |  | 3.3% | 2: 4; 3: 265
[5 empty] | 6 | 265
[5 empty] | 13 | 265
Split of Debt
Facility Bank 1 |  |  | 100%
Facility Bank 2 |  |  | 0%
IDCs
Margin |  |  | 265
Commitment Fee |  |  | 0.5%
Senior Front End Fee
Structuring Fee |  |  | 1%
Arrangement Fee |  |  | 0%
Covenants
DSCR |  |  | 1.2
Annual DSCR Increase |  |  | 0
Lock-up |  |  | 1.1
Min LLCR |  |  | 1.2
Indebtness | Initial |  | 80% | 1: 59.4%; 2: 0
| Operation | 0 | 100%
|  | 1 | 100%
Hedging
Hedge Coverage |  |  | 100%
Hedge Maturity |  |  | 14 | 1: 0
Swap Margin |  |  | 20
Forward Swap Margin |  |  | 0
Credit Valuation Adjustment |  |  | 0
Refinancing
Refinancing amount |  | FALSE | 0
Year of refinancing |  |  | 2
Period of refinancing |  |  | 5
Maturity |  |  | 14
All-in |  |  | 8.8%
Margin |  |  | 400
All-in Swap |  |  | 4.8%
Swap from the model (margins, forwad & credit valuation) |  |  | 0.2%
Swap additionnal |  |  | 1.5%
Refinancing fees
Up-front fee (% of total refinancing) |  |  | 0.5%
Up-front fee (amount) |  |  | 0
Akuo Carbon Fund
Amount |  | FALSE | 0
Max |  |  | 7299.3707
All-in Base Rate |  |  | 0%
Margin |  |  | 795
Maturity |  |  | 7
Last Repayment Date |  |  | 2036-12-29
J-DSCR |  | 0 | 1 | 1: 0
|  | 6 | 1
IDCs |  | 795
Junior Front End Fee |  | 0%
Commitment Fee |  | 0% | 0%
Hedging
Hedge Coverage |  | 80%
Hedge Maturity |  | 6 | 1
VAT Facility
Amount |  |  | 3361.509
Amount paid in certificates |  |  | 0
Payback period |  |  | 0
VAT% for VAT loan repayment |  |  | 100%
All-In Rate |  |  | 5.75%
Margin |  |  | 265
Interest Rate |  |  | 3.1%
Construction phase
All-In Rate |  |  | 5.75%
VAT collected |  |  | 0
Commitment fee |  |  | TRUE | 1: 0.9275%; 2: 35%
L/C Facility
L/C Fee |  |  | 0%
|  |  | Amount | 1: Collateral
Construction |  |  | 0 | bar: 1
Operation |  |  | 0 | bar: 1
Floating Rate
Buffer on external source |  |  | 20%
Euribor 1m fixings
1 | 2 | 3 | 4 | 5 | 6 | 7 | 8 | 9 | 10 | 11 | 12 | 13 | 14 | 15 | 16 | 17 | 18 | 19 | 20 | 21 | 22 | 23 | 24
-0.534% | -0.561% | -0.581% | -0.598% | -0.611% | -0.621% | -0.628% | -0.633% | -0.636% | -0.639% | -0.64% | -0.64% | -0.64% | -0.639% | -0.637% | -0.635% | -0.632% | -0.629% | -0.625% | -0.621% | -0.616% | -0.611% | -0.605% | -0.599%
Euribor 6m fixings
1 | 2 | 3 | 4 | 1: 5; 2: 6; 3: 7; 4: 8; 5: 9; 6: 10; 7: 11; 8: 12; 9: 13; 10: 14; 11: 15; 12: 16; 13: 17; 14: 18; 15: 19; 16: 20
-0.364% | -0.289% | -0.231% | -0.178% | 1: -0.115%; 2: -0.04%; 3: 0.035%; 4: 0.101%; 5: 0.15%; 6: 0.179%; 7: 0.191%; 8: 0.191%; 9: 0.179%; 10: 0.162%; 11: 0.144%; 12: 0.123%; 13: 0.093%; 14: 0.054%; 15: 0.009%; 16: -0.035%
Equity & Shareholder Loan
Capital at Financial close
Amount (%) |  |  | 0.685%
Amount |  |  | 500
Share Premium |  |  | 0
|  | Shareholding | Capital
Sponsor |  | 100% | 500
Co Investors |  | 0% | 0
Investor 1 |  | 0% | 0
Investor 2 |  | 0% | 0
Dividend distribution |  |  | 100%
Shareholder Loan
Amount (%) |  |  | 39.91%
Amount |  |  | 29135.1762
|  | % SHL | SHL Injected | 2: Interest rate; 3: IDC
Sponsor |  | 100% | 29135.1762 | bar: 2 to 3
Investors |  | 0% | 0
Investor 1 |  | 0% | 0 | bar: 2 to 3
Investor 2 |  | 0% | 0 | bar: 2 to 3
Equity Distribution
Equity Distribution Grace Period |  |  | 6
Delay Operation & Distribution Flows |  |  | 1
Investor's Investment Date |  |  | 2028-06-30
First Repayment Date |  |  | 2030-06-29
First Distribution Date |  |  | 2030-06-30
Reserve Accounts
DSRA
0 |  |  | 0
3 |  |  | 1058.1807 | 3: Construction; 5: 0
6 |  |  | 2116.3614 | 3: Operation; 5: 0
12 |  |  | 4267.8006
J-DSRA
0 months |  |  | 0
3 |  |  | 0 | 3: Construction; 5: 6
6 |  |  | 0 | 3: Operation; 5: 6
12 |  |  | 0
PPA Warranty (L/C)
|  |  | Period | 1: Amount
Construction |  |  | 0 | 1: 0
Operation |  |  | 1 | 1: 0
Maturity |  |  | 14
PPA Warranty (MRA)
Amount |  |  | 0
Initial funding |  |  | 0
Start |  |  | 0
Maturity |  |  | 12
Depreciation
Asset |  |  | Depreciation | 2: P&L
Production Unit |  |  | 20 | 2: 35000; 3: 35000; 4: 0; 6: Croatian Depreciation rules
EPC Contract |  |  | 20 | 2: 13560; 3: 13560; 4: 0; 8: Depreciation period; 9: % annual depreciation
Grid connection |  |  | 20 | 2: 30; 3: 30; 4: 0; 6: Buildings and permanent installations; 8: 20; 9: 5%
Monitoring & Telecom connection |  |  | 20 | 2: 100; 3: 100; 4: 0; 6: Production equipment and machinery; 8: 4; 9: 25%
Operation Investments |  |  | 20 | 2: 1000; 3: 1000; 4: 0; 6: Infrastructure roads and transport vehicles; 8: 10; 9: 10%
Insurances |  |  | 20 | 2: 468.75; 3: 468.75; 4: 0; 6: Computers and softwares; 8: 2; 9: 50%
Land Securing Costs |  |  | 20 | 2: 512.4444; 3: 512.4444; 4: 0; 6: Vehicles; 8: 5; 9: 20%
Bank due diligence |  |  | 20 | 2: 420; 3: 420; 4: 0; 6: Other assets (with contractual term ); 8: 10; 9: 10%
Construction Management |  |  | 20 | 2: 40; 3: 40; 4: 0; 6: Intangible assets; 8: 5; 9: 20%
Commissioning |  |  | 20 | 2: 0; 3: 0; 4: 0
Audit&Accounting&Legal Fees |  |  | 20 | 2: 42; 3: 42; 4: 0
Construction Management |  |  | 20 | 2: 1742.25; 3: 1742.25; 4: 0
Contingencies |  |  | 20 | 2: 3036.945; 3: 3036.945; 4: 0
Import taxes |  |  | 20 | 2: 0; 3: 0; 4: 0
Project Acquisition / Project Development |  |  | 20 | 2: 0; 3: 0; 4: 0
Project Rights |  |  | 20 | 2: 14739.15; 3: 14739.15; 4: 0
IDCs |  |  | 12 | 2: 1519.5639; 3: 1519.5639; 4: 0
Commitment Fees |  |  | 12 | 2: 166.7179; 3: 166.7179; 4: 0
Bank Fees |  |  | 12 | 2: 467.1057; 3: 467.1057; 4: 0
Other Financial Costs |  |  | 12 | 2: 0; 3: 0; 4: 0
Reserve Accounts |  |  | 12 | 2: 0; 3: 0; 4: 0
VAT Costs |  |  | 20 | 2: 148.7798; 3: 148.7798; 4: 0
Taxation and Accounting
Notice: important to check changes in taxation / changes in law with the relevant team
Corporate Income Tax
Rate |  |  | 18%
Deductible Interests
Losses carried forward | Duration |  | 5
| Cap |  | 100%
Legal Reserve | Cap |  | 10%
SHL interest rate cap applicable (foreign shareholder) |  |  | FALSE
Thin Capitalization |  |  | TRUE
Max. SHL to equity ratio 4:1 |  |  | 80% | 1: Check
Max. SHL interests expenses |  |  | 3000 | 1: Check
Max. SHL interests % of EBITDA |  |  | 30% | 1: Check
Withholding Tax
on debt interests |  |  | 0%
on SHL interests | Sponsor |  | 0% | 1: Until; 2: 99
| Investor 1 |  | 0% | 1: Until; 2: 99
| Investor 2 |  | 0% | 1: Until; 2: 99
on dividends | Sponsor |  | 0%
| Investor 1 |  | 0%
| Investor 2 |  | 0%
on financial revenues |  |  | 0%
on upfront fees |  |  | 0%
on technical services |  |  | 0%
WHT on Senior Refinancing |  |  | 0%
VAT
Reimbursed |  |  | TRUE
6
Rate |  |  | 13%
VAT Break |  |  | 0%
Stamp Duty
Rate |  |  | 0% | 1: on foreign loans
Fx
Currency |  |  | EUR
Exchange rate
EUR inflation |  |  | 2%
Other
Cash Interest |  |  | 1%
Interest on short term loan |  |  | 2%
NPV revenues Public |  |  | 77373.8142 | 1: 52.37%
NPV revenues Private |  |  | 0 | bar: 1
NPV revenues market |  |  | 70370.7386 | 1: 47.63%
Project Discount Rate / Hurdle Rate |  |  | 6.45% | 1: 7.417%
NPV Debt |  |  | 566318.3693 | 1: 54.84%
NPV Equity |  |  | 466393.6802
Debt NPV / Equity NPV |  |  | 121.4%
Equity Discount Rate /Hurdle Rate |  |  | 8.617% | 1: 9.909%
Discount rate Project NPV |  |  | 6.6%
Discount rate Equity NPV |  |  | 10.5%
Warranties & Bonds
Name |  |  | Calculation | 2: Requirement; 5: Notional; 6: Tenor; 8: Cost
Bid Bond |  |  | Bid day | 1: 2014-09-24; 2: From bid day to contract award; 4: 0; 5: 0; 6: 5028; 7: 1.75%; 8: 0
Construction Completion |  |  | 0% | 2: From contract award to commissioning (COD + 3 months); 4: 0; 5: 0; 6: 2; 7: 1.75%; 8: 0
Performance Bond |  |  | 0% | 2: PPA Life; 5: 0; 6: 12; 8: 0
Tools
Booleans
TRUE | Annual | 1 | OK | 1: Pari Passu; 2: Profile; 3: Scenario 1; 4: Nordex; 5: N117-91m; 6: 2; 7: Yes; 8: 0.01; 9: 30; 10: PPA; 11: 0
FALSE | Semestrial | 2 | WRONG | 1: Subordinated; 2: Fixed; 3: Scenario 2; 4: Vestas; 5: V117-117m; 6: 2.4; 7: No; 9: 360; 10: Market; 11: 3
| Trimestrial | 4 |  | 2: Variable; 4: Gamesa; 5: V126-84m; 6: 3.3; 9: 365; 11: 6
Full Equity | Monthly | 12 |  | 2: Constant; 4: GE; 5: V110-95m; 9: 365; 11: 12
SHL | Hourly | 8765.82 |  | 5: V100-80m
G97-78m
Graphics |  |  |  | 5: G114-80m
Titles |  | XXX |  | 5: GE116-80m
Hardcoded values |  | XXX
Flags |  | XXX
Data from different sheet |  | XXX
Macro copy/paste |  | XXX
Scenario values |  | XXX
Assumption to be verified |  | XXX
Model construction |  | XXX
Intentionally left blank
Formulas:
Historical average = [Historical average, row above]+D319
Sizing

## IDC
BoP |  |  |  | 11028.6714 | 2028-06-30 | 2028-07-01 | 2028-08-01 | 2028-09-01 | 2028-10-01 | 2028-11-01 | 2028-12-01 | 2029-01-01 | 2029-02-01 | 2029-03-01 | 2029-04-01 | 2029-05-01 | 2029-06-01 | 2029-07-01 | 2029-08-01 | 2029-09-01 | 2029-10-01 | 2029-11-01 | 2029-12-01 | 2030-01-01 | 2030-02-01 | 2030-03-01 | 2030-04-01 | 2030-05-01 | 2030-06-01 | 2030-07-01 | 2030-08-01 | 2030-09-01 | 2030-10-01 | 2030-11-01
EoP |  |  |  |  | 2028-06-30 | 2028-07-31 | 2028-08-31 | 2028-09-30 | 2028-10-31 | 2028-11-30 | 2028-12-31 | 2029-01-31 | 2029-02-28 | 2029-03-31 | 2029-04-30 | 2029-05-31 | 2029-06-30 | 2029-07-31 | 2029-08-31 | 2029-09-30 | 2029-10-31 | 2029-11-30 | 2029-12-31 | 2030-01-31 | 2030-02-28 | 2030-03-31 | 2030-04-30 | 2030-05-31 | 2030-06-30 | 2030-07-31 | 2030-08-31 | 2030-09-30 | 2030-10-31 | 2030-11-30
Month of Year |  |  |  |  | 6 | 7 | 8 | 9 | 10 | 11 | 12 | 1 | 2 | 3 | 4 | 5 | 6 | 7 | 8 | 9 | 10 | 11 | 0 | 0 | 0 | 0 | 0 | 0 | 0 | 0 | 0 | 0 | 0 | 0
Construction Phase |  |  |  |  | 1 | 2 | 3 | 4 | 5 | 6 | 7 | 8 | 9 | 10 | 11 | 12 | 13 | 14 | 15 | 16 | 17 | 18 | 19 | 20 | 21 | 22 | 23 | 24 | 25 | 26 | 27 | 28 | 29 | 30
Construction Period |  |  |  |  | TRUE | TRUE | TRUE | TRUE | TRUE | TRUE | TRUE | TRUE | TRUE | TRUE | TRUE | TRUE | TRUE | TRUE | TRUE | TRUE | TRUE | TRUE | FALSE | FALSE | FALSE | FALSE | FALSE | FALSE | FALSE | FALSE | FALSE | FALSE | FALSE | FALSE
Interest Period |  |  |  |  | 0.2778% | 8.611% | 8.611% | 8.333% | 8.611% | 8.333% | 8.611% | 8.611% | 7.778% | 8.611% | 8.333% | 8.611% | 8.333% | 8.611% | 8.611% | 8.333% | 8.611% | 8.333% | 8.611% | 8.611% | 7.778% | 8.611% | 8.333% | 8.611% | 8.333% | 8.611% | 8.611% | 8.333% | 8.611% | 8.333%
WTH
Production Unit |  | 35000 | 100% |  | 5.556% | 5.556% | 5.556% | 5.556% | 5.556% | 5.556% | 5.556% | 5.556% | 5.556% | 5.556% | 5.556% | 5.556% | 5.556% | 5.556% | 5.556% | 5.556% | 5.556% | 5.556% | 0% | 0% | 0% | 0% | 0% | 0% | 0% | 0% | 0% | 0% | 0% | 0%
EPC Contract |  | 13560 | 100% |  | 5.556% | 5.556% | 5.556% | 5.556% | 5.556% | 5.556% | 5.556% | 5.556% | 5.556% | 5.556% | 5.556% | 5.556% | 5.556% | 5.556% | 5.556% | 5.556% | 5.556% | 5.556% | 0% | 0% | 0% | 0% | 0% | 0% | 0% | 0% | 0% | 0% | 0% | 0%
Grid connection |  | 30 | 100% |  | 5.556% | 5.556% | 5.556% | 5.556% | 5.556% | 5.556% | 5.556% | 5.556% | 5.556% | 5.556% | 5.556% | 5.556% | 5.556% | 5.556% | 5.556% | 5.556% | 5.556% | 5.556% | 0% | 0% | 0% | 0% | 0% | 0% | 0% | 0% | 0% | 0% | 0% | 0%
Monitoring & Telecom connection |  | 100 | 100% |  | 5.556% | 5.556% | 5.556% | 5.556% | 5.556% | 5.556% | 5.556% | 5.556% | 5.556% | 5.556% | 5.556% | 5.556% | 5.556% | 5.556% | 5.556% | 5.556% | 5.556% | 5.556% | 0% | 0% | 0% | 0% | 0% | 0% | 0% | 0% | 0% | 0% | 0% | 0%
Operation Investments |  | 1000 | 100% |  | 5.556% | 5.556% | 5.556% | 5.556% | 5.556% | 5.556% | 5.556% | 5.556% | 5.556% | 5.556% | 5.556% | 5.556% | 5.556% | 5.556% | 5.556% | 5.556% | 5.556% | 5.556% | 0% | 0% | 0% | 0% | 0% | 0% | 0% | 0% | 0% | 0% | 0% | 0%
Insurances |  | 468.75 | 100% |  | 100% | 0% | 0% | 0% | 0% | 0% | 0% | 0% | 0% | 0% | 0% | 0% | 0% | 0% | 0% | 0% | 0% | 0% | 0% | 0% | 0% | 0% | 0% | 0% | 0% | 0% | 0% | 0% | 0% | 0%
Land Securing Costs |  | 512.4444 | 100% |  | 100% | 0% | 0% | 0% | 0% | 0% | 0% | 0% | 0% | 0% | 0% | 0% | 0% | 0% | 0% | 0% | 0% | 0% | 0% | 0% | 0% | 0% | 0% | 0% | 0% | 0% | 0% | 0% | 0% | 0%
Bank due diligence |  | 420 | 100% |  | 100% | 0% | 0% | 0% | 0% | 0% | 0% | 0% | 0% | 0% | 0% | 0% | 0% | 0% | 0% | 0% | 0% | 0% | 0% | 0% | 0% | 0% | 0% | 0% | 0% | 0% | 0% | 0% | 0% | 0%
Construction Management |  | 40 | 100% |  | 100% | 0% | 0% | 0% | 0% | 0% | 0% | 0% | 0% | 0% | 0% | 0% | 0% | 0% | 0% | 0% | 0% | 0% | 0% | 0% | 0% | 0% | 0% | 0% | 0% | 0% | 0% | 0% | 0% | 0%
Commissioning |  | 0 | 0% | bar: 1 to 30
Audit&Accounting&Legal Fees |  | 42 | 100% |  | 5.556% | 5.556% | 5.556% | 5.556% | 5.556% | 5.556% | 5.556% | 5.556% | 5.556% | 5.556% | 5.556% | 5.556% | 5.556% | 5.556% | 5.556% | 5.556% | 5.556% | 5.556% | 0% | 0% | 0% | 0% | 0% | 0% | 0% | 0% | 0% | 0% | 0% | 0%
Construction Management |  | 1742.25 | 100% |  | 100% | 0% | 0% | 0% | 0% | 0% | 0% | 0% | 0% | 0% | 0% | 0% | 0% | 0% | 0% | 0% | 0% | 0% | 0% | 0% | 0% | 0% | 0% | 0% | 0% | 0% | 0% | 0% | 0% | 0%
Contingencies |  | 3036.945 | 100% |  | 100% | 0% | 0% | 0% | 0% | 0% | 0% | 0% | 0% | 0% | 0% | 0% | 0% | 0% | 0% | 0% | 0% | 0% | 0% | 0% | 0% | 0% | 0% | 0% | 0% | 0% | 0% | 0% | 0% | 0%
Import taxes |  | 0 | 0% | bar: 1 to 30
Project Acquisition / Project Development |  | 0 | 100% |  | 0% | 0% | 0% | 0% | 0% | 0% | 0% | 0% | 0% | 0% | 0% | 0% | 0% | 0% | 0% | 0% | 0% | 100% | 0% | 0% | 0% | 0% | 0% | 0% | 0% | 0% | 0% | 0% | 0% | 0%
Project Rights |  | 14739.15 | 100% |  | 100% | 0% | 0% | 0% | 0% | 0% | 0% | 0% | 0% | 0% | 0% | 0% | 0% | 0% | 0% | 0% | 0% | 0% | 0% | 0% | 0% | 0% | 0% | 0% | 0% | 0% | 0% | 0% | 0% | 0%
IDCs |  | 1519.5639 | 100% |  | 0% | 0% | 0% | 0.06111% | 0.9743% | 1.957% | 2.817% | 3.862% | 4.818% | 5.219% | 6.74% | 7.461% | 8.682% | 9.349% | 10.64% | 11.63% | 12.22% | 13.62% | 0% | 0% | 0% | 0% | 0% | 0% | 0% | 0% | 0% | 0% | 0% | 0%
Commitment Fees |  | 166.7179 | 100% |  | 0% | 0.3612% | 11.2% | 11.15% | 10.09% | 9.699% | 8.678% | 8.239% | 7.507% | 6.116% | 6.035% | 5.122% | 4.547% | 3.675% | 3.046% | 2.289% | 1.48% | 0.7671% | 0% | 0% | 0% | 0% | 0% | 0% | 0% | 0% | 0% | 0% | 0% | 0%
Bank Fees | 0% | 467.1057 | 100% |  | 100% | 0% | 0% | 0% | 0% | 0% | 0% | 0% | 0% | 0% | 0% | 0% | 0% | 0% | 0% | 0% | 0% | 0% | 0% | 0% | 0% | 0% | 0% | 0% | 0% | 0% | 0% | 0% | 0% | 0%
Other Financial Costs |  | 0 | 100% |  | 100% | 0% | 0% | 0% | 0% | 0% | 0% | 0% | 0% | 0% | 0% | 0% | 0% | 0% | 0% | 0% | 0% | 0% | 0% | 0% | 0% | 0% | 0% | 0% | 0% | 0% | 0% | 0% | 0% | 0%
Reserve Accounts |  | 0 | 100% |  | 0% | 0% | 0% | 0% | 0% | 0% | 0% | 0% | 0% | 0% | 0% | 0% | 0% | 0% | 0% | 0% | 0% | 100% | 0% | 0% | 0% | 0% | 0% | 0% | 0% | 0% | 0% | 0% | 0% | 0%
VAT Costs |  | 148.7798 | 100% |  | 25% | 15% | 15% | 15% | 15% | 15% | 0% | 0% | 0% | 0% | 0% | 0% | 0% | 0% | 0% | 0% | 0% | 0% | 0% | 0% | 0% | 0% | 0% | 0% | 0% | 0% | 0% | 0% | 0% | 0%
Total |  | 72993.7068 | 100% |  | 33.19% | 3.817% | 3.841% | 3.842% | 3.859% | 3.879% | 3.864% | 3.884% | 3.903% | 3.908% | 3.939% | 3.952% | 3.976% | 3.988% | 4.014% | 4.032% | 4.043% | 4.07% | 0% | 0% | 0% | 0% | 0% | 0% | 0% | 0% | 0% | 0% | 0% | 0%
Uses
Cash Requirements |  |  | 72994.45 |  | 24226.729 | 2785.8081 | 2803.8741 | 2804.7247 | 2816.8331 | 2831.1069 | 2820.1672 | 2835.3117 | 2848.618 | 2852.3966 | 2875.3732 | 2884.8036 | 2902.406 | 2911.0872 | 2929.689 | 2943.4382 | 2950.9822 | 2971.1011 | 0 | 0 | 0 | 0 | 0 | 0 | 0 | 0 | 0 | 0 | 0 | 0
Cumulative |  |  | 72994.45 |  | 24226.729 | 27012.537 | 29816.4112 | 32621.1358 | 35437.9689 | 38269.0759 | 41089.2431 | 43924.5548 | 46773.1728 | 49625.5694 | 52500.9426 | 55385.7462 | 58288.1522 | 61199.2394 | 64128.9285 | 67072.3667 | 70023.3489 | 72994.45 | 72994.45 | 72994.45 | 72994.45 | 72994.45 | 72994.45 | 72994.45 | 72994.45 | 72994.45 | 72994.45 | 72994.45 | 72994.45 | 72994.45
Sources |  |  | 72994.45 |  | 24226.729 | 27012.537 | 29816.4112 | 32621.1358 | 35437.9689 | 38269.0759 | 41089.2431 | 43924.5548 | 46773.1728 | 49625.5694 | 52500.9426 | 55385.7462 | 58288.1522 | 61199.2394 | 64128.9285 | 67072.3667 | 70023.3489 | 72994.45 | 0 | 0 | 0 | 0 | 0 | 0 | 0 | 0 | 0 | 0 | 0 | 0
Equity Draw Downs (cumulative) |  | 29635.1762 | 29635.1762 |  | 24226.729 | 27012.537 | 29635.1762 | 29635.1762 | 29635.1762 | 29635.1762 | 29635.1762 | 29635.1762 | 29635.1762 | 29635.1762 | 29635.1762 | 29635.1762 | 29635.1762 | 29635.1762 | 29635.1762 | 29635.1762 | 29635.1762 | 29635.1762 | 0 | 0 | 0 | 0 | 0 | 0 | 0 | 0 | 0 | 0 | 0 | 0
Junior Debt Draw Downs (cumulative) |  | 0 | 0 |  | 0 | 0 | 0 | 0 | 0 | 0 | 0 | 0 | 0 | 0 | 0 | 0 | 0 | 0 | 0 | 0 | 0 | 0 | 0 | 0 | 0 | 0 | 0 | 0 | 0 | 0 | 0 | 0 | 0 | 0
Senior Debt Draw Downs (cumulative) |  | 43358.5306 | 43359.2738 |  | 0 | 0 | 181.2349 | 2985.9596 | 5802.7927 | 8633.8997 | 11454.0669 | 14289.3786 | 17137.9966 | 19990.3932 | 22865.7664 | 25750.57 | 28652.976 | 31564.0632 | 34493.7523 | 37437.1905 | 40388.1727 | 43359.2738 | 0 | 0 | 0 | 0 | 0 | 0 | 0 | 0 | 0 | 0 | 0 | 0
Balance check |  |  | 0 | 0 | 0 | 0 | 0 | 0 | 0 | 0 | 0 | 0 | 0 | 0 | 0 | 0 | 0 | 0 | 0 | 0 | 0 | 0 | 0 | 0 | 0 | 0 | 0 | 0 | 0 | 0 | 0 | 0 | 0 | 0
Sources |  |  | 72994.45 |  | 24226.729 | 27012.537 | 29816.4112 | 32621.1358 | 35437.9689 | 38269.0759 | 41089.2431 | 43924.5548 | 46773.1728 | 49625.5694 | 52500.9426 | 55385.7462 | 58288.1522 | 61199.2394 | 64128.9285 | 67072.3667 | 70023.3489 | 72994.45 | 0 | 0 | 0 | 0 | 0 | 0 | 0 | 0 | 0 | 0 | 0 | 0
Equity Shares |  | 500 | 500 |  | 500 | 500 | 500 | 500 | 500 | 500 | 500 | 500 | 500 | 500 | 500 | 500 | 500 | 500 | 500 | 500 | 500 | 500 | 0 | 0 | 0 | 0 | 0 | 0 | 0 | 0 | 0 | 0 | 0 | 0
Shareholder Loan |  | 29135.1762 | 29135.1762 |  | 23726.729 | 26512.537 | 29135.1762 | 29135.1762 | 29135.1762 | 29135.1762 | 29135.1762 | 29135.1762 | 29135.1762 | 29135.1762 | 29135.1762 | 29135.1762 | 29135.1762 | 29135.1762 | 29135.1762 | 29135.1762 | 29135.1762 | 29135.1762 | 0 | 0 | 0 | 0 | 0 | 0 | 0 | 0 | 0 | 0 | 0 | 0
Akuo Carbon Fund |  | 0 | 0 |  | 0 | 0 | 0 | 0 | 0 | 0 | 0 | 0 | 0 | 0 | 0 | 0 | 0 | 0 | 0 | 0 | 0 | 0 | 0 | 0 | 0 | 0 | 0 | 0 | 0 | 0 | 0 | 0 | 0 | 0
Senior Debt |  |  | 43359.2738 |  | 0 | 0 | 181.2349 | 2985.9596 | 5802.7927 | 8633.8997 | 11454.0669 | 14289.3786 | 17137.9966 | 19990.3932 | 22865.7664 | 25750.57 | 28652.976 | 31564.0632 | 34493.7523 | 37437.1905 | 40388.1727 | 43359.2738 | 0 | 0 | 0 | 0 | 0 | 0 | 0 | 0 | 0 | 0 | 0 | 0
Cost of Funding | WTH | Interest |  |  | 0 | 0.6022 | 18.6683 | 19.5188 | 31.6273 | 45.9011 | 57.2783 | 72.4228 | 85.7291 | 89.5077 | 112.4843 | 121.9147 | 139.5171 | 148.1983 | 166.8002 | 180.5494 | 188.0933 | 208.2122 | 0 | 0 | 0 | 0 | 0 | 0 | 0 | 0 | 0 | 0 | 0 | 0
Shareholder Loan Sponsor | 0% | 8% | 3568.6878
Shareholder Loan Investor 1 | 0% | 8% | 0
Shareholder Loan Investor 2 | 0% | 8% | 0
3568.6878
Akuo Carbon Fund IDCs | 0% | 795 | 0 |  |  | 0 | 0 | 0 | 0 | 0 | 0 | 0 | 0 | 0 | 0 | 0 | 0 | 0 | 0 | 0 | 0 | 0 | 0 | 0 | 0 | 0 | 0 | 0 | 0 | 0 | 0 | 0 | 0 | 0
Akuo Carbon Fund Commitment Fees | 0% | 0% | 0 |  |  | 0 | 0 | 0 | 0 | 0 | 0 | 0 | 0 | 0 | 0 | 0 | 0 | 0 | 0 | 0 | 0 | 0 | 0 | 0 | 0 | 0 | 0 | 0 | 0 | 0 | 0 | 0 | 0 | 0
Senior Debt IDCs | 0% | 265 | 1519.5639 |  |  | 0 | 0 | 0.92858 | 14.8054 | 29.7313 | 42.8098 | 58.6862 | 73.2132 | 79.3108 | 102.423 | 113.3761 | 131.9359 | 142.071 | 161.722 | 176.7326 | 185.6261 | 206.9333 | 0 | 0 | 0 | 0 | 0 | 0 | 0 | 0 | 0 | 0 | 0 | 0
Senior Debt Commitment Fees | 0% | 0.5% | 166.7179 |  |  | 0.6022 | 18.6683 | 18.5902 | 16.8219 | 16.1698 | 14.4686 | 13.7366 | 12.5159 | 10.1969 | 10.0613 | 8.5387 | 7.5812 | 6.1273 | 5.0782 | 3.8168 | 2.4672 | 1.2789 | 0 | 0 | 0 | 0 | 0 | 0 | 0 | 0 | 0 | 0 | 0 | 0
All-in Base Rate |  | 3.3% |  |  | 3.3% | 3.3% | 3.3% | 3.3% | 3.3% | 3.3% | 3.3% | 3.3% | 3.3% | 3.3% | 3.3% | 3.3% | 3.3% | 3.3% | 3.3% | 3.3% | 3.3% | 3.3% | 3.3% | 3.3% | 3.3% | 3.3% | 3.3% | 3.3% | 3.3% | 3.3% | 3.3% | 3.3% | 3.3% | 3.3%
0% | bar: 1 to 30
Balance check |  |  |  | 0 | 0 | 0 | 0 | 0 | 0 | 0 | 0 | 0 | 0 | 0 | 0 | 0 | 0 | 0 | 0 | 0 | 0 | 0 | 0 | 0 | 0 | 0 | 0 | 0 | 0 | 0 | 0 | 0 | 0 | 0
VAT Facility |  |  | 148.7798 |  | 0.46564 | 14.8768 | 15.3186 | 15.2521 | 16.2023 | 16.1072 | 5.3358 | 5.3358 | 4.8194 | 5.3358 | 5.1637 | 5.3358 | 5.1637 | 5.3358 | 5.3358 | 5.1637 | 5.3358 | 5.1637 | 2.6341 | 2.1073 | 1.4275 | 1.0536 | 0.50982 | 0 | 0 | 0 | 0 | 0 | 0 | 0
VAT payable to Supplier |  | 4638.2823 | 4638.2824 |  | 2829.5201 | 106.3978 | 106.3978 | 106.3978 | 106.3978 | 106.3978 | 106.3978 | 106.3978 | 106.3978 | 106.3978 | 106.3978 | 106.3978 | 106.3978 | 106.3978 | 106.3978 | 106.3978 | 106.3978 | 106.3978 | 0 | 0 | 0 | 0 | 0 | 0 | 0 | 0 | 0 | 0 | 0 | 0
VAT collected from Client |  | 0 | 0 |  | 0 | 0 | 0 | 0 | 0 | 0 | 0 | 0 | 0 | 0 | 0 | 0 | 0 | 0 | 0 | 0 | 0 | 0 | 0 | 0 | 0 | 0 | 0 | 0 | 0 | 0 | 0 | 0 | 0 | 0
VAT Repayment |  | 6 |  |  | 0 | 0 | 0 | 0 | 0 | 0 | 2829.5201 | 106.3978 | 106.3978 | 106.3978 | 106.3978 | 106.3978 | 106.3978 | 106.3978 | 106.3978 | 106.3978 | 106.3978 | 106.3978 | 106.3978 | 106.3978 | 106.3978 | 106.3978 | 106.3978 | 106.3978 | 0 | 0 | 0 | 0 | 0 | 0
VAT Facility Requirement |  |  | 3361.509 |  | 2829.5201 | 2935.9179 | 3042.3157 | 3148.7135 | 3255.1112 | 3361.509 | 638.3867 | 638.3867 | 638.3867 | 638.3867 | 638.3867 | 638.3867 | 638.3867 | 638.3867 | 638.3867 | 638.3867 | 638.3867 | 638.3867 | 531.9889 | 425.5911 | 319.1933 | 212.7956 | 106.3978 | 0 | 0 | 0 | 0 | 0 | 0 | 0
VAT Facility IDCs |  | 0.0575 | 122.314 |  | 0.45194 | 14.5369 | 15.0637 | 15.0876 | 16.1173 | 16.1072 | 3.1609 | 3.1609 | 2.855 | 3.1609 | 3.0589 | 3.1609 | 3.0589 | 3.1609 | 3.1609 | 3.0589 | 3.1609 | 3.0589 | 2.6341 | 2.1073 | 1.4275 | 1.0536 | 0.50982 | 0 | 0 | 0 | 0 | 0 | 0 | 0
VAT Facility Commitment Fees |  | 0.009275 | 26.4658 |  | 0.013706 | 0.33991 | 0.25493 | 0.16447 | 0.084978 | 0 | 2.1749 | 2.1749 | 1.9644 | 2.1749 | 2.1047 | 2.1749 | 2.1047 | 2.1749 | 2.1749 | 2.1047 | 2.1749 | 2.1047 | 0 | 0 | 0 | 0 | 0 | 0 | 0 | 0 | 0 | 0 | 0 | 0
Withholding Tax Breakdown |  |  | 0 |  | 0 | 0 | 0 | 0 | 0 | 0 | 0 | 0 | 0 | 0 | 0 | 0 | 0 | 0 | 0 | 0 | 0 | 0 | 0 | 0 | 0 | 0 | 0 | 0 | 0 | 0 | 0 | 0 | 0 | 0
Bank fees |  |  | 0 |  | 0 | 0 | 0 | 0 | 0 | 0 | 0 | 0 | 0 | 0 | 0 | 0 | 0 | 0 | 0 | 0 | 0 | 0 | 0 | 0 | 0 | 0 | 0 | 0 | 0 | 0 | 0 | 0 | 0 | 0
Project |  | 0 | 0 |  | 0 | 0 | 0 | 0 | 0 | 0 | 0 | 0 | 0 | 0 | 0 | 0 | 0 | 0 | 0 | 0 | 0 | 0 | 0 | 0 | 0 | 0 | 0 | 0 | 0 | 0 | 0 | 0 | 0 | 0

## CF
BoP |  |  |  | 11028.6714 | time axis 2028-06-30 to 2059-07-01
EoP | time axis 2029-12-31 to 2059-12-31
Year | 2 |  |  |  | 0 | 1 | 1 | 2 | 2 | 3 | 3 | 4 | 4 | 5 | 5 | 6 | 6 | 7 | 7 | 8 | 8 | 9 | 9 | 10 | 10 | 11 | 11 | 12 | 12 | 13 | 13 | 14 | 14 | 15 | 15 | 16 | 16 | 17 | 17 | 18 | 18 | 19 | 19 | 20 | 20 | 21 | 21 | 22 | 22 | 23 | 23 | 24 | 24 | 25 | 25 | 26 | 26 | 27 | 27 | 28 | 28 | 29 | 29 | 30 | 30
Cash Flow |  |  |  |  | 0 | 1 | 2 | 3 | 4 | 5 | 6 | 7 | 8 | 9 | 10 | 11 | 12 | 13 | 14 | 15 | 16 | 17 | 18 | 19 | 20 | 21 | 22 | 23 | 24 | 25 | 26 | 27 | 28 | 29 | 30 | 31 | 32 | 33 | 34 | 35 | 36 | 37 | 38 | 39 | 40 | 41 | 42 | 43 | 44 | 45 | 46 | 47 | 48 | 49 | 50 | 51 | 52 | 53 | 54 | 55 | 56 | 57 | 58 | 59 | 60
Project Life | 30 |  |  |  | FALSE | TRUE | TRUE | TRUE | TRUE | TRUE | TRUE | TRUE | TRUE | TRUE | TRUE | TRUE | TRUE | TRUE | TRUE | TRUE | TRUE | TRUE | TRUE | TRUE | TRUE | TRUE | TRUE | TRUE | TRUE | TRUE | TRUE | TRUE | TRUE | TRUE | TRUE | TRUE | TRUE | TRUE | TRUE | TRUE | TRUE | TRUE | TRUE | TRUE | TRUE | TRUE | TRUE | TRUE | TRUE | TRUE | TRUE | TRUE | TRUE | TRUE | TRUE | TRUE | TRUE | TRUE | TRUE | TRUE | TRUE | TRUE | TRUE | TRUE | TRUE
Operation Period (incl. Leap) |  |  |  |  | 0% | 49.59% | 50.41% | 49.59% | 50.41% | 49.73% | 50.27% | 49.59% | 50.41% | 49.59% | 50.41% | 49.59% | 50.41% | 49.73% | 50.27% | 49.59% | 50.41% | 49.59% | 50.41% | 49.59% | 50.41% | 49.73% | 50.27% | 49.59% | 50.41% | 49.59% | 50.41% | 49.59% | 50.41% | 49.73% | 50.27% | 49.59% | 50.41% | 49.59% | 50.41% | 49.59% | 50.41% | 49.73% | 50.27% | 49.59% | 50.41% | 49.59% | 50.41% | 49.59% | 50.41% | 49.73% | 50.27% | 49.59% | 50.41% | 49.59% | 50.41% | 49.59% | 50.41% | 49.73% | 50.27% | 49.59% | 50.41% | 49.59% | 50.41% | 49.59% | 50.41%
Investment Horizon |  |  |  |  | TRUE | TRUE | TRUE | TRUE | TRUE | TRUE | TRUE | TRUE | TRUE | TRUE | TRUE | TRUE | TRUE | TRUE | TRUE | TRUE | TRUE | TRUE | TRUE | TRUE | TRUE | TRUE | TRUE | TRUE | TRUE | TRUE | TRUE | TRUE | TRUE | TRUE | TRUE | TRUE | TRUE | TRUE | TRUE | TRUE | TRUE | TRUE | TRUE | TRUE | TRUE | TRUE | TRUE | TRUE | TRUE | TRUE | TRUE | TRUE | TRUE | TRUE | TRUE | TRUE | TRUE | TRUE | TRUE | TRUE | TRUE | TRUE | TRUE | TRUE | TRUE
PPA Life | 12 |  |  |  | FALSE | TRUE | TRUE | TRUE | TRUE | TRUE | TRUE | TRUE | TRUE | TRUE | TRUE | TRUE | TRUE | TRUE | TRUE | TRUE | TRUE | TRUE | TRUE | TRUE | TRUE | TRUE | TRUE | TRUE | TRUE | FALSE | FALSE | FALSE | FALSE | FALSE | FALSE | FALSE | FALSE | FALSE | FALSE | FALSE | FALSE | FALSE | FALSE | FALSE | FALSE | FALSE | FALSE | FALSE | FALSE | FALSE | FALSE | FALSE | FALSE | FALSE | FALSE | FALSE | FALSE | FALSE | FALSE | FALSE | FALSE | FALSE | FALSE | FALSE | FALSE
Senior Debt Maturity | 14 |  |  |  | FALSE | TRUE | TRUE | TRUE | TRUE | TRUE | TRUE | TRUE | TRUE | TRUE | TRUE | TRUE | TRUE | TRUE | TRUE | TRUE | TRUE | TRUE | TRUE | TRUE | TRUE | TRUE | TRUE | TRUE | TRUE | TRUE | TRUE | TRUE | TRUE | FALSE | FALSE | FALSE | FALSE | FALSE | FALSE | FALSE | FALSE | FALSE | FALSE | FALSE | FALSE | FALSE | FALSE | FALSE | FALSE | FALSE | FALSE | FALSE | FALSE | FALSE | FALSE | FALSE | FALSE | FALSE | FALSE | FALSE | FALSE | FALSE | FALSE | FALSE | FALSE
First Period of Refinancing |  |  |  |  | FALSE | FALSE | FALSE | FALSE | FALSE | FALSE | FALSE | FALSE | FALSE | FALSE | FALSE | FALSE | FALSE | FALSE | FALSE | FALSE | FALSE | FALSE | FALSE | FALSE | FALSE | FALSE | FALSE | FALSE | FALSE | FALSE | FALSE | FALSE | FALSE | FALSE | FALSE | FALSE | FALSE | FALSE | FALSE | FALSE | FALSE | FALSE | FALSE | FALSE | FALSE | FALSE | FALSE | FALSE | FALSE | FALSE | FALSE | FALSE | FALSE | FALSE | FALSE | FALSE | FALSE | FALSE | FALSE | FALSE | FALSE | FALSE | FALSE | FALSE | FALSE
Senior Debt Maturity Days (%) |  |  |  |  | 0% | 100% | 100% | 100% | 100% | 100% | 100% | 100% | 100% | 100% | 100% | 100% | 100% | 100% | 100% | 100% | 100% | 100% | 100% | 100% | 100% | 100% | 100% | 100% | 100% | 100% | 100% | 100% | 98.91% | 0% | 0% | 0% | 0% | 0% | 0% | 0% | 0% | 0% | 0% | 0% | 0% | 0% | 0% | 0% | 0% | 0% | 0% | 0% | 0% | 0% | 0% | 0% | 0% | 0% | 0% | 0% | 0% | 0% | 0% | 0% | 0%
Junior Debt Maturity | 7 |  |  |  | FALSE | TRUE | TRUE | TRUE | TRUE | TRUE | TRUE | TRUE | TRUE | TRUE | TRUE | TRUE | TRUE | TRUE | TRUE | FALSE | FALSE | FALSE | FALSE | FALSE | FALSE | FALSE | FALSE | FALSE | FALSE | FALSE | FALSE | FALSE | FALSE | FALSE | FALSE | FALSE | FALSE | FALSE | FALSE | FALSE | FALSE | FALSE | FALSE | FALSE | FALSE | FALSE | FALSE | FALSE | FALSE | FALSE | FALSE | FALSE | FALSE | FALSE | FALSE | FALSE | FALSE | FALSE | FALSE | FALSE | FALSE | FALSE | FALSE | FALSE | FALSE
Junior Debt Maturity Days (%) |  |  |  |  | 0% | 100% | 100% | 100% | 100% | 100% | 100% | 100% | 100% | 100% | 100% | 100% | 100% | 100% | 98.91% | 0% | 0% | 0% | 0% | 0% | 0% | 0% | 0% | 0% | 0% | 0% | 0% | 0% | 0% | 0% | 0% | 0% | 0% | 0% | 0% | 0% | 0% | 0% | 0% | 0% | 0% | 0% | 0% | 0% | 0% | 0% | 0% | 0% | 0% | 0% | 0% | 0% | 0% | 0% | 0% | 0% | 0% | 0% | 0% | 0% | 0%
Curtailment | bar: 0 to 60
Production Adjustment | 100% |  |  |  | 0% | 100% | 100% | 100% | 100% | 100% | 100% | 100% | 100% | 100% | 100% | 100% | 100% | 100% | 100% | 100% | 100% | 100% | 100% | 100% | 100% | 100% | 100% | 100% | 100% | 100% | 100% | 100% | 100% | 100% | 100% | 100% | 100% | 100% | 100% | 100% | 100% | 100% | 100% | 100% | 100% | 100% | 100% | 100% | 100% | 100% | 100% | 100% | 100% | 100% | 100% | 100% | 100% | 100% | 100% | 100% | 100% | 100% | 100% | 100% | 100%
Production | 145740 |  |  |  | 0 | 72271.0685 | 73468.9315 | 72271.0685 | 73468.9315 | 72471.8033 | 73268.1967 | 72271.0685 | 73468.9315 | 72271.0685 | 73468.9315 | 72271.0685 | 73468.9315 | 72471.8033 | 73268.1967 | 72271.0685 | 73468.9315 | 72271.0685 | 73468.9315 | 72271.0685 | 73468.9315 | 72471.8033 | 73268.1967 | 72271.0685 | 73468.9315 | 72271.0685 | 73468.9315 | 72271.0685 | 73468.9315 | 72471.8033 | 73268.1967 | 72271.0685 | 73468.9315 | 72271.0685 | 73468.9315 | 72271.0685 | 73468.9315 | 72471.8033 | 73268.1967 | 72271.0685 | 73468.9315 | 72271.0685 | 73468.9315 | 72271.0685 | 73468.9315 | 72471.8033 | 73268.1967 | 72271.0685 | 73468.9315 | 72271.0685 | 73468.9315 | 72271.0685 | 73468.9315 | 72471.8033 | 73268.1967 | 72271.0685 | 73468.9315 | 72271.0685 | 73468.9315 | 72271.0685 | 73468.9315
Operating Revenues |  |  |  |  | 0 | 4060.9882 | 4128.2974 | 4118.2246 | 4186.4825 | 4188.7979 | 4234.8286 | 4237.9358 | 4308.1778 | 4292.6073 | 4363.7555 | 4379.2544 | 4451.8388 | 4476.5648 | 4525.7578 | 4554.6051 | 4630.0958 | 4650.6117 | 4727.6936 | 4744.997 | 4823.6434 | 4851.2382 | 4904.5486 | 4936.2917 | 5018.1086 | 7438.572 | 7561.8632 | 7444.2236 | 7567.6085 | 7551.7503 | 7634.7366 | 7614.1907 | 7740.3927 | 7845.1112 | 7975.1407 | 8030.1251 | 8163.2211 | 8235.116 | 8325.6117 | 8400.0157 | 8539.2425 | 8587.3929 | 8729.7254 | 8775.5506 | 8921.0017 | 9027.298 | 9126.4991 | 9173.3667 | 9325.4115 | 9346.9329 | 9501.8545 | 9578.9158 | 9737.6824 | 9776.1564 | 9883.5867 | 9882.953 | 10046.7588 | 10007.7507 | 10173.625 | 10077.8608 | 10244.8972
PPA Sales | 100% |  |  |  | 0 | 4336.2641 | 4408.1359 | 4422.9894 | 4496.2986 | 4523.9798 | 4573.6939 | 4601.6782 | 4677.9491 | 4693.7117 | 4771.5081 | 4787.586 | 4866.9382 | 4896.9013 | 4950.7134 | 4981.0044 | 5063.5625 | 5080.6245 | 5164.8338 | 5182.237 | 5268.1304 | 5300.5634 | 5358.8114 | 5391.5994 | 5480.9629 | 0 | 0 | 0 | 0 | 0 | 0 | 0 | 0 | 0 | 0 | 0 | 0 | 0 | 0 | 0 | 0 | 0 | 0 | 0 | 0 | 0 | 0 | 0 | 0 | 0 | 0 | 0 | 0 | 0 | 0 | 0 | 0 | 0 | 0 | 0 | 0
Production to PPA |  |  |  |  | 0 | 72271.0685 | 73468.9315 | 72271.0685 | 73468.9315 | 72471.8033 | 73268.1967 | 72271.0685 | 73468.9315 | 72271.0685 | 73468.9315 | 72271.0685 | 73468.9315 | 72471.8033 | 73268.1967 | 72271.0685 | 73468.9315 | 72271.0685 | 73468.9315 | 72271.0685 | 73468.9315 | 72471.8033 | 73268.1967 | 72271.0685 | 73468.9315 | 0 | 0 | 0 | 0 | 0 | 0 | 0 | 0 | 0 | 0 | 0 | 0 | 0 | 0 | 0 | 0 | 0 | 0 | 0 | 0 | 0 | 0 | 0 | 0 | 0 | 0 | 0 | 0 | 0 | 0 | 0 | 0 | 0 | 0 | 0 | 0
Tariff (indexed) |  |  |  |  | 0 | 60 | 60 | 61.2 | 61.2 | 62.424 | 62.424 | 63.6725 | 63.6725 | 64.9459 | 64.9459 | 66.2448 | 66.2448 | 67.5697 | 67.5697 | 68.9211 | 68.9211 | 70.2996 | 70.2996 | 71.7056 | 71.7056 | 73.1397 | 73.1397 | 74.6025 | 74.6025 | 0 | 0 | 0 | 0 | 0 | 0 | 0 | 0 | 0 | 0 | 0 | 0 | 0 | 0 | 0 | 0 | 0 | 0 | 0 | 0 | 0 | 0 | 0 | 0 | 0 | 0 | 0 | 0 | 0 | 0 | 0 | 0 | 0 | 0 | 0 | 0
Spot Sales |  |  |  |  | 0 | 0 | 0 | 0 | 0 | 0 | 0 | 0 | 0 | 0 | 0 | 0 | 0 | 0 | 0 | 0 | 0 | 0 | 0 | 0 | 0 | 0 | 0 | 0 | 0 | 7901.1068 | 8032.0644 | 7913.9855 | 8045.1566 | 8030.0642 | 8118.3067 | 8098.4069 | 8232.6346 | 8336.5545 | 8474.7294 | 8525.182 | 8666.4833 | 8738.795 | 8834.8257 | 8905.9132 | 9053.525 | 9096.9039 | 9247.6813 | 9288.6752 | 9442.6312 | 9545.4714 | 9650.3667 | 9693.7184 | 9854.3878 | 9867.2846 | 10030.8308 | 10099.2675 | 10266.6587 | 10301.5769 | 10414.7811 | 10406.9182 | 10579.4086 | 10535.3295 | 10709.9482 | 10605.4396 | 10781.2204
Production to Spot |  |  |  |  | 0 | 0 | 0 | 0 | 0 | 0 | 0 | 0 | 0 | 0 | 0 | 0 | 0 | 0 | 0 | 0 | 0 | 0 | 0 | 0 | 0 | 0 | 0 | 0 | 0 | 72271.0685 | 73468.9315 | 72271.0685 | 73468.9315 | 72471.8033 | 73268.1967 | 72271.0685 | 73468.9315 | 72271.0685 | 73468.9315 | 72271.0685 | 73468.9315 | 72471.8033 | 73268.1967 | 72271.0685 | 73468.9315 | 72271.0685 | 73468.9315 | 72271.0685 | 73468.9315 | 72471.8033 | 73268.1967 | 72271.0685 | 73468.9315 | 72271.0685 | 73468.9315 | 72271.0685 | 73468.9315 | 72471.8033 | 73268.1967 | 72271.0685 | 73468.9315 | 72271.0685 | 73468.9315 | 72271.0685 | 73468.9315
Spot Price |  |  |  |  | 0 | 94.554 | 94.554 | 100.969 | 100.969 | 102.6256 | 102.6256 | 104.5038 | 104.5038 | 105.6042 | 105.6042 | 107.1357 | 107.1357 | 111.2716 | 111.2716 | 108.2148 | 108.2148 | 105.5754 | 105.5754 | 106.9539 | 106.9539 | 107.5379 | 107.5379 | 108.6338 | 108.6338 | 109.326 | 109.326 | 109.5042 | 109.5042 | 110.8026 | 110.8026 | 112.056 | 112.056 | 115.3512 | 115.3512 | 117.9612 | 117.9612 | 120.582 | 120.582 | 123.2293 | 123.2293 | 125.872 | 125.872 | 128.5255 | 128.5255 | 131.7129 | 131.7129 | 134.13 | 134.13 | 136.5316 | 136.5316 | 139.7415 | 139.7415 | 142.146 | 142.146 | 143.9984 | 143.9984 | 145.7752 | 145.7752 | 146.7453 | 146.7453
Balancing costs | [5 empty] | 578.1685 | 587.7515 | 578.1685 | 587.7515 | 579.7744 | 586.1456 | 578.1685 | 587.7515 | 578.1685 | 587.7515 | 578.1685 | 587.7515 | 579.7744 | 586.1456 | 578.1685 | 587.7515 | 578.1685 | 587.7515 | 578.1685 | 587.7515 | 579.7744 | 586.1456 | 578.1685 | 587.7515 | 578.1685 | 587.7515 | 578.1685 | 587.7515 | 579.7744 | 586.1456 | 578.1685 | 587.7515 | 578.1685 | 587.7515 | 578.1685 | 587.7515 | 579.7744 | 586.1456 | 578.1685 | 587.7515 | 578.1685 | 587.7515 | 578.1685 | 587.7515 | 579.7744 | 586.1456 | 578.1685 | 587.7515 | 578.1685 | 587.7515 | 578.1685 | 587.7515 | 579.7744 | 586.1456 | 578.1685 | 587.7515 | 578.1685 | 587.7515 | 578.1685 | 587.7515
Non Recurring Item | 0 | 1 |  |  | 0 | 0 | 0 | 0 | 0 | 0 | 0 | 0 | 0 | 0 | 0 | 0 | 0 | 0 | 0 | 0 | 0 | 0 | 0 | 0 | 0 | 0 | 0 | 0 | 0 | 0 | 0 | 0 | 0 | 0 | 0 | 0 | 0 | 0 | 0 | 0 | 0 | 0 | 0 | 0 | 0 | 0 | 0 | 0 | 0 | 0 | 0 | 0 | 0 | 0 | 0 | 0 | 0 | 0 | 0 | 0 | 0 | 0 | 0 | 0 | 0
Senior Debt Refinancing Upfront-Fees | 0 |  |  |  | 0 | 0 | 0 | 0 | 0 | 0 | 0 | 0 | 0 | 0 | 0 | 0 | 0 | 0 | 0 | 0 | 0 | 0 | 0 | 0 | 0 | 0 | 0 | 0 | 0 | 0 | 0 | 0 | 0 | 0 | 0 | 0 | 0 | 0 | 0 | 0 | 0 | 0 | 0 | 0 | 0 | 0 | 0 | 0 | 0 | 0 | 0 | 0 | 0 | 0 | 0 | 0 | 0 | 0 | 0 | 0 | 0 | 0 | 0 | 0 | 0
CO2 Certificates Sales |  |  |  |  | 0 | 302.8926 | 307.9129 | 273.4038 | 277.9354 | 244.5925 | 247.2803 | 214.4261 | 217.9802 | 177.0641 | 179.9989 | 169.837 | 172.652 | 159.438 | 161.19 | 151.7692 | 154.2848 | 148.1557 | 150.6113 | 140.9286 | 143.2644 | 130.4492 | 131.8828 | 122.8608 | 124.8972 | 115.6337 | 117.5503 | 108.4066 | 110.2034 | 101.4605 | 102.5755 | 93.9524 | 95.5096 | 86.7253 | 88.1627 | 83.1117 | 84.4893 | 76.0954 | 76.9316 | 72.2711 | 73.4689 | 68.6575 | 69.7955 | 65.044 | 66.122 | 61.601 | 62.278 | 57.8169 | 58.7751 | 57.8169 | 58.7751 | 57.8169 | 58.7751 | 54.3539 | 54.9511 | 54.2033 | 55.1017 | 50.5897 | 51.4283 | 50.5897 | 51.4283
CO2 price |  |  |  |  | 0 | 4.1911 | 4.1911 | 3.783 | 3.783 | 3.375 | 3.375 | 2.967 | 2.967 | 2.45 | 2.45 | 2.35 | 2.35 | 2.2 | 2.2 | 2.1 | 2.1 | 2.05 | 2.05 | 1.95 | 1.95 | 1.8 | 1.8 | 1.7 | 1.7 | 1.6 | 1.6 | 1.5 | 1.5 | 1.4 | 1.4 | 1.3 | 1.3 | 1.2 | 1.2 | 1.15 | 1.15 | 1.05 | 1.05 | 1 | 1 | 0.95 | 0.95 | 0.9 | 0.9 | 0.85 | 0.85 | 0.8 | 0.8 | 0.8 | 0.8 | 0.8 | 0.8 | 0.75 | 0.75 | 0.75 | 0.75 | 0.7 | 0.7 | 0.7 | 0.7
Operating Expenses (Aft. Bank Tax) | 2.949% |  |  |  | 0 | -990.8123 | -1007.2347 | -1006.5748 | -1023.2584 | -1067.6613 | -1079.3939 | -1081.1034 | -1099.0222 | -1097.8306 | -1116.0267 | -1179.2312 | -1198.7765 | -1199.958 | -1213.1443 | -1214.3854 | -1234.5134 | -1232.4916 | -1252.9196 | -1250.9598 | -1271.694 | -1294.4085 | -1308.6328 | -1310.0376 | -1331.7509 | -1329.6362 | -1351.6744 | -1349.6269 | -1371.9964 | -1359.9125 | -1374.8566 | -1401.8975 | -1425.1334 | -1422.8288 | -1446.4116 | -1444.1787 | -1468.1153 | -1470.0273 | -1486.1814 | -1488.1679 | -1512.8337 | -1552.8761 | -1578.6144 | -1575.9859 | -1602.1072 | -1604.0007 | -1621.6271 | -1623.6013 | -1650.5118 | -1648.1256 | -1675.4426 | -1710.9867 | -1739.3456 | -1741.325 | -1760.4604 | -1762.5272 | -1791.7403 | -1789.073 | -1818.7262 | -1816.1498 | -1846.2518
EBITDA |  |  |  |  | 0 | 3070.1758 | 3121.0627 | 3111.6498 | 3163.2241 | 3121.1366 | 3155.4348 | 3156.8324 | 3209.1556 | 3194.7767 | 3247.7288 | 3200.0232 | 3253.0622 | 3276.6068 | 3312.6135 | 3340.2197 | 3395.5825 | 3418.1201 | 3474.774 | 3494.0372 | 3551.9495 | 3556.8298 | 3595.9158 | 3626.2541 | 3686.3577 | 6108.9358 | 6210.1888 | 6094.5967 | 6195.6121 | 6191.8378 | 6259.88 | 6212.2932 | 6315.2593 | 6422.2824 | 6528.7291 | 6585.9465 | 6695.1058 | 6765.0887 | 6839.4303 | 6911.8478 | 7026.4088 | 7034.5168 | 7151.111 | 7199.5648 | 7318.8946 | 7423.2973 | 7504.872 | 7549.7654 | 7674.8997 | 7698.8073 | 7826.4119 | 7867.9291 | 7998.3368 | 8034.8314 | 8123.1263 | 8120.4258 | 8255.0185 | 8218.6776 | 8354.8988 | 8261.711 | 8398.6454
EBITDA Margin |  |  |  | 0 | 0% | 75.6% | 75.6% | 75.56% | 75.56% | 74.51% | 74.51% | 74.49% | 74.49% | 74.43% | 74.43% | 73.07% | 73.07% | 73.19% | 73.19% | 73.34% | 73.34% | 73.5% | 73.5% | 73.64% | 73.64% | 73.32% | 73.32% | 73.46% | 73.46% | 82.13% | 82.13% | 81.87% | 81.87% | 81.99% | 81.99% | 81.59% | 81.59% | 81.86% | 81.86% | 82.02% | 82.02% | 82.15% | 82.15% | 82.28% | 82.28% | 81.92% | 81.92% | 82.04% | 82.04% | 82.23% | 82.23% | 82.3% | 82.3% | 82.37% | 82.37% | 82.14% | 82.14% | 82.19% | 82.19% | 82.17% | 82.17% | 82.12% | 82.12% | 81.98% | 81.98%
OpEx / MW |  |  | 0.016559 |  | 0 | 0.01371 | 0.01371 | 0.013928 | 0.013928 | 0.014732 | 0.014732 | 0.014959 | 0.014959 | 0.01519 | 0.01519 | 0.016317 | 0.016317 | 0.016558 | 0.016558 | 0.016803 | 0.016803 | 0.017054 | 0.017054 | 0.017309 | 0.017309 | 0.017861 | 0.017861 | 0.018127 | 0.018127 | 0.018398 | 0.018398 | 0.018675 | 0.018675 | 0.018765 | 0.018765 | 0.019398 | 0.019398 | 0.019687 | 0.019687 | 0.019983 | 0.019983 | 0.020284 | 0.020284 | 0.020591 | 0.020591 | 0.021487 | 0.021487 | 0.021807 | 0.021807 | 0.022133 | 0.022133 | 0.022465 | 0.022465 | 0.022805 | 0.022805 | 0.023675 | 0.023675 | 0.024028 | 0.024028 | 0.024388 | 0.024388 | 0.024755 | 0.024755 | 0.02513 | 0.02513
OpEx / MWh |  |  | 19.3666 |  | 0 | 13.7097 | 13.7097 | 13.9278 | 13.9278 | 14.7321 | 14.7321 | 14.959 | 14.959 | 15.1905 | 15.1905 | 16.3168 | 16.3168 | 16.5576 | 16.5576 | 16.8032 | 16.8032 | 17.0537 | 17.0537 | 17.3093 | 17.3093 | 17.8609 | 17.8609 | 18.1267 | 18.1267 | 18.3979 | 18.3979 | 18.6745 | 18.6745 | 18.7647 | 18.7647 | 19.3978 | 19.3978 | 19.6874 | 19.6874 | 19.9828 | 19.9828 | 20.2841 | 20.2841 | 20.5915 | 20.5915 | 21.4868 | 21.4868 | 21.8066 | 21.8066 | 22.1328 | 22.1328 | 22.4654 | 22.4654 | 22.8048 | 22.8048 | 23.6746 | 23.6746 | 24.0276 | 24.0276 | 24.3877 | 24.3877 | 24.755 | 24.755 | 25.1297 | 25.1297
Technical Management |  |  |  |  | 0 | -138.8493 | -141.1507 | -141.6263 | -143.9737 | -144.8601 | -146.4519 | -147.348 | -149.7902 | -150.295 | -152.786 | -153.3009 | -155.8418 | -156.8012 | -158.5243 | -159.4942 | -162.1378 | -162.6841 | -165.3805 | -165.9378 | -168.6881 | -169.7267 | -171.5918 | -172.6417 | -175.5031 | -176.0945 | -179.0132 | -179.6164 | -182.5935 | -183.7176 | -185.7365 | -186.8729 | -189.9702 | -190.6104 | -193.7696 | -194.4226 | -197.645 | -198.8618 | -201.0471 | -202.2772 | -205.6299 | -206.3228 | -209.7425 | -210.4492 | -213.9373 | -215.2544 | -217.6199 | -218.9514 | -222.5804 | -223.3304 | -227.032 | -227.797 | -231.5727 | -232.9983 | -235.5587 | -237 | -240.9282 | -241.74 | -245.7468 | -246.5748 | -250.6617
Infrastructure Maintenance |  |  |  |  | 0 | -211.5468 | -215.0532 | -211.9535 | -215.4665 | -252.7395 | -255.5169 | -252.4625 | -256.647 | -252.8941 | -257.0857 | -314.0312 | -319.2361 | -315.3536 | -318.819 | -314.9381 | -320.158 | -315.4052 | -320.6329 | -315.8816 | -321.1172 | -337.137 | -340.8418 | -336.6989 | -342.2795 | -337.2044 | -342.7935 | -337.7202 | -343.3177 | -339.1857 | -342.913 | -362.5854 | -368.5952 | -363.1327 | -369.1515 | -363.6909 | -369.719 | -365.2721 | -369.286 | -364.8411 | -370.8882 | -405.1047 | -411.8191 | -405.7089 | -412.4334 | -407.4538 | -411.9313 | -406.9539 | -413.699 | -407.5951 | -414.3508 | -443.9533 | -451.3116 | -445.8553 | -450.7548 | -445.3008 | -452.6815 | -445.9949 | -453.3871 | -446.7029 | -454.1068
Maintain Site |  |  |  |  | 0 | -33.7205 | -34.2795 | -34.395 | -34.965 | -35.1803 | -35.5669 | -35.7845 | -36.3776 | -36.5002 | -37.1052 | -37.2302 | -37.8473 | -38.0803 | -38.4988 | -38.7343 | -39.3763 | -39.509 | -40.1638 | -40.2992 | -40.9671 | -41.2193 | -41.6723 | -41.9273 | -42.6222 | -42.7658 | -43.4746 | -43.6211 | -44.3441 | -44.6171 | -45.1074 | -45.3834 | -46.1356 | -46.2911 | -47.0583 | -47.2169 | -47.9995 | -48.295 | -48.8257 | -49.1245 | -49.9387 | -50.107 | -50.9375 | -51.1091 | -51.9562 | -52.2761 | -52.8505 | -53.1739 | -54.0552 | -54.2374 | -55.1363 | -55.3221 | -56.2391 | -56.5853 | -57.2071 | -57.5571 | -58.5111 | -58.7083 | -59.6814 | -59.8825 | -60.875
Clean Material |  |  |  |  | 0 | -2.4795 | -2.5205 | -2.529 | -2.571 | -2.5868 | -2.6152 | -2.6312 | -2.6748 | -2.6838 | -2.7283 | -2.7375 | -2.7829 | -2.8 | -2.8308 | -2.8481 | -2.8953 | -2.9051 | -2.9532 | -2.9632 | -3.0123 | -3.0308 | -3.0641 | -3.0829 | -3.134 | -3.1445 | -3.1967 | -3.2074 | -3.2606 | -3.2807 | -3.3167 | -3.337 | -3.3923 | -3.4038 | -3.4602 | -3.4718 | -3.5294 | -3.5511 | -3.5901 | -3.6121 | -3.672 | -3.6843 | -3.7454 | -3.758 | -3.8203 | -3.8438 | -3.8861 | -3.9098 | -3.9747 | -3.988 | -4.0541 | -4.0678 | -4.1352 | -4.1607 | -4.2064 | -4.2321 | -4.3023 | -4.3168 | -4.3883 | -4.4031 | -4.4761
Security |  |  |  |  | 0 | -24.7945 | -25.2055 | -25.2904 | -25.7096 | -25.8679 | -26.1521 | -26.3121 | -26.7483 | -26.8384 | -27.2832 | -27.3752 | -27.8289 | -28.0002 | -28.3079 | -28.4811 | -28.9532 | -29.0507 | -29.5322 | -29.6317 | -30.1229 | -30.3083 | -30.6414 | -30.8289 | -31.3398 | -31.4454 | -31.9666 | -32.0744 | -32.606 | -32.8067 | -33.1672 | -33.3702 | -33.9233 | -34.0376 | -34.6017 | -34.7183 | -35.2938 | -35.511 | -35.9013 | -36.1209 | -36.7196 | -36.8434 | -37.454 | -37.5802 | -38.2031 | -38.4383 | -38.8607 | -39.0985 | -39.7465 | -39.8804 | -40.5414 | -40.678 | -41.3523 | -41.6068 | -42.0641 | -42.3214 | -43.0229 | -43.1679 | -43.8833 | -44.0312 | -44.761
Insurance |  |  |  |  | 0 | -232.4486 | -236.3014 | -237.0976 | -241.0274 | -242.5113 | -245.1762 | -246.6763 | -250.7649 | -251.6099 | -255.7802 | -256.6421 | -260.8958 | -262.502 | -265.3866 | -267.0104 | -271.436 | -272.3506 | -276.8647 | -277.7976 | -282.402 | -284.1406 | -287.263 | -289.0207 | -293.8111 | -294.8011 | -299.6873 | -300.6971 | -305.681 | -307.5629 | -310.9427 | -312.8453 | -318.0305 | -319.1022 | -324.3911 | -325.4842 | -330.879 | -332.916 | -336.5744 | -338.6338 | -344.2465 | -345.4064 | -351.1314 | -352.3146 | -358.154 | -360.359 | -364.319 | -366.5481 | -372.6235 | -373.879 | -380.0759 | -381.3566 | -387.6774 | -390.0642 | -394.3506 | -396.7634 | -403.3396 | -404.6987 | -411.4064 | -412.7927 | -419.6345
Wake effect - compensation |  |  |  |  | 0 | 0 | 0 | 0 | 0 | 0 | 0 | 0 | 0 | 0 | 0 | 0 | 0 | 0 | 0 | 0 | 0 | 0 | 0 | 0 | 0 | 0 | 0 | 0 | 0 | 0 | 0 | 0 | 0 | 0 | 0 | 0 | 0 | 0 | 0 | 0 | 0 | 0 | 0 | 0 | 0 | 0 | 0 | 0 | 0 | 0 | 0 | 0 | 0 | 0 | 0 | 0 | 0 | 0 | 0 | 0 | 0 | 0 | 0 | 0 | 0
Lease & property Tax |  |  |  |  | 0 | -123.4172 | -125.4628 | -125.8855 | -127.9721 | -128.7599 | -130.1748 | -130.9713 | -133.1421 | -133.5908 | -135.805 | -136.2626 | -138.5211 | -139.3739 | -140.9054 | -141.7676 | -144.1173 | -144.6029 | -146.9997 | -147.495 | -149.9397 | -150.8627 | -152.5206 | -153.4538 | -155.9972 | -156.5229 | -159.1172 | -159.6533 | -162.2995 | -163.2987 | -165.0932 | -166.1033 | -168.8564 | -169.4254 | -172.2335 | -172.8139 | -175.6782 | -176.7598 | -178.7022 | -179.7956 | -182.7756 | -183.3915 | -186.4311 | -187.0593 | -190.1597 | -191.3304 | -193.433 | -194.6165 | -197.8422 | -198.5088 | -201.799 | -202.479 | -205.835 | -207.1022 | -209.3781 | -210.6592 | -214.1507 | -214.8723 | -218.4338 | -219.1698 | -222.8024
Power Expenses |  |  |  |  | 0 | -46.4748 | -47.2452 | -47.4043 | -48.1901 | -48.4867 | -49.0196 | -49.3195 | -50.1369 | -50.3059 | -51.1397 | -51.312 | -52.1625 | -52.4836 | -53.0603 | -53.385 | -54.2698 | -54.4527 | -55.3552 | -55.5417 | -56.4623 | -56.8099 | -57.4342 | -57.7856 | -58.7434 | -58.9413 | -59.9183 | -60.1202 | -61.1166 | -61.4929 | -62.1686 | -62.549 | -63.5858 | -63.8 | -64.8575 | -65.076 | -66.1546 | -66.5619 | -67.2933 | -67.7051 | -68.8273 | -69.0592 | -70.2038 | -70.4404 | -71.6079 | -72.0487 | -72.8405 | -73.2862 | -74.5008 | -74.7519 | -75.9909 | -76.2469 | -77.5107 | -77.9879 | -78.8449 | -79.3273 | -80.6421 | -80.9138 | -82.255 | -82.5321 | -83.9
Telecom Fees |  |  |  |  | 0 | 0 | 0 | 0 | 0 | 0 | 0 | 0 | 0 | 0 | 0 | 0 | 0 | 0 | 0 | 0 | 0 | 0 | 0 | 0 | 0 | 0 | 0 | 0 | 0 | 0 | 0 | 0 | 0 | 0 | 0 | 0 | 0 | 0 | 0 | 0 | 0 | 0 | 0 | 0 | 0 | 0 | 0 | 0 | 0 | 0 | 0 | 0 | 0 | 0 | 0 | 0 | 0 | 0 | 0 | 0 | 0 | 0 | 0 | 0 | 0
Audit&Accounting&Legal Fees |  |  |  |  | 0 | -11.9014 | -12.0986 | -12.1394 | -12.3406 | -12.4166 | -12.553 | -12.6298 | -12.8392 | -12.8824 | -13.0959 | -13.1401 | -13.3579 | -13.4401 | -13.5878 | -13.6709 | -13.8975 | -13.9444 | -14.1755 | -14.2232 | -14.459 | -14.548 | -14.7079 | -14.7979 | -15.0431 | -15.0938 | -15.344 | -15.3957 | -15.6509 | -15.7472 | -15.9203 | -16.0177 | -16.2832 | -16.338 | -16.6088 | -16.6648 | -16.941 | -17.0453 | -17.2326 | -17.338 | -17.6254 | -17.6848 | -17.9779 | -18.0385 | -18.3375 | -18.4504 | -18.6531 | -18.7673 | -19.0783 | -19.1426 | -19.4599 | -19.5255 | -19.8491 | -19.9713 | -20.1907 | -20.3143 | -20.651 | -20.7206 | -21.064 | -21.135 | -21.4853
Bank Fees |  |  |  |  | 0 | -9.9178 | -10.0822 | -10.1162 | -10.2838 | -10.3471 | -10.4609 | -10.5249 | -10.6993 | -10.7354 | -10.9133 | -10.9501 | -11.1316 | -11.2001 | -11.3232 | -11.3924 | -11.5813 | -11.6203 | -11.8129 | -11.8527 | -12.0492 | -12.1233 | -12.2566 | -12.3315 | -12.5359 | -12.5782 | -12.7867 | -12.8297 | -13.0424 | 0 | 0 | 0 | 0 | 0 | 0 | 0 | 0 | 0 | 0 | 0 | 0 | 0 | 0 | 0 | 0 | 0 | 0 | 0 | 0 | 0 | 0 | 0 | 0 | 0 | 0 | 0 | 0 | 0 | 0 | 0 | 0
Environmental&Social management |  |  |  |  | 0 | -99.1781 | -100.8219 | -101.1616 | -102.8384 | -103.4715 | -104.6085 | -105.2486 | -106.993 | -107.3535 | -109.1329 | -109.5006 | -111.3155 | -112.0009 | -113.2316 | -113.9244 | -115.8127 | -116.2029 | -118.1289 | -118.527 | -120.4915 | -121.2333 | -122.5656 | -123.3155 | -125.3594 | -125.7818 | -127.8666 | -128.2974 | -130.4239 | -131.2268 | -132.6689 | -133.4806 | -135.693 | -136.1503 | -138.4069 | -138.8733 | -141.175 | -142.0442 | -143.6051 | -144.4837 | -146.8785 | -147.3734 | -149.8161 | -150.3209 | -152.8124 | -153.7532 | -155.4428 | -156.3938 | -158.986 | -159.5217 | -162.1657 | -162.7122 | -165.409 | -166.4274 | -168.2562 | -169.2857 | -172.0916 | -172.6714 | -175.5334 | -176.1249 | -179.0441
Contingencies |  |  |  |  | 0 | -56.0837 | -57.0133 | -56.9759 | -57.9203 | -60.4337 | -61.0978 | -61.1945 | -62.2088 | -62.1414 | -63.1713 | -66.7489 | -67.8553 | -67.9222 | -68.6685 | -68.7388 | -69.8781 | -69.7637 | -70.92 | -70.809 | -71.9827 | -73.2684 | -74.0736 | -74.1531 | -75.3821 | -75.2624 | -76.5099 | -76.394 | -77.6602 | -76.9762 | -77.8221 | -79.3527 | -80.6679 | -80.5375 | -81.8724 | -81.746 | -83.1009 | -83.2091 | -84.1235 | -84.2359 | -85.6321 | -87.8986 | -89.3555 | -89.2067 | -90.6853 | -90.7925 | -91.7902 | -91.902 | -93.4252 | -93.2901 | -94.8364 | -96.8483 | -98.4535 | -98.5656 | -99.6487 | -99.7657 | -101.4193 | -101.2683 | -102.9468 | -102.8009 | -104.5048
Taxes |  |  |  |  | 0 | 0 | 0 | 0 | 0 | 0 | 0 | 0 | 0 | 0 | 0 | 0 | 0 | 0 | 0 | 0 | 0 | 0 | 0 | 0 | 0 | 0 | 0 | 0 | 0 | 0 | 0 | 0 | 0 | 0 | 0 | 0 | 0 | 0 | 0 | 0 | 0 | 0 | 0 | 0 | 0 | 0 | 0 | 0 | 0 | 0 | 0 | 0 | 0 | 0 | 0 | 0 | 0 | 0 | 0 | 0 | 0 | 0 | 0 | 0 | 0
Salary and payroll Tax |  |  |  |  | 0 | 0 | 0 | 0 | 0 | 0 | 0 | 0 | 0 | 0 | 0 | 0 | 0 | 0 | 0 | 0 | 0 | 0 | 0 | 0 | 0 | 0 | 0 | 0 | 0 | 0 | 0 | 0 | 0 | 0 | 0 | 0 | 0 | 0 | 0 | 0 | 0 | 0 | 0 | 0 | 0 | 0 | 0 | 0 | 0 | 0 | 0 | 0 | 0 | 0 | 0 | 0 | 0 | 0 | 0 | 0 | 0 | 0 | 0 | 0 | 0
Withholding Tax |  |  |  |  | 0 | 0 | 0 | 0 | 0 | 0 | 0 | 0 | 0 | 0 | 0 | 0 | 0 | 0 | 0 | 0 | 0 | 0 | 0 | 0 | 0 | 0 | 0 | 0 | 0 | 0 | 0 | 0 | 0 | 0 | 0 | 0 | 0 | 0 | 0 | 0 | 0 | 0 | 0 | 0 | 0 | 0 | 0 | 0 | 0 | 0 | 0 | 0 | 0 | 0 | 0 | 0 | 0 | 0 | 0 | 0 | 0 | 0 | 0 | 0 | 0
Local (various) Taxes |  |  |  |  | 0 | 0 | 0 | 0 | 0 | 0 | 0 | 0 | 0 | 0 | 0 | 0 | 0 | 0 | 0 | 0 | 0 | 0 | 0 | 0 | 0 | 0 | 0 | 0 | 0 | 0 | 0 | 0 | 0 | 0 | 0 | 0 | 0 | 0 | 0 | 0 | 0 | 0 | 0 | 0 | 0 | 0 | 0 | 0 | 0 | 0 | 0 | 0 | 0 | 0 | 0 | 0 | 0 | 0 | 0 | 0 | 0 | 0 | 0 | 0 | 0
VAT | 13% |  |  |  | 0 | 0 | 0 | 0 | 0 | 0 | 0 | 0 | 0 | 0 | 0 | 0 | 0 | 0 | 0 | 0 | 0 | 0 | 0 | 0 | 0 | 0 | 0 | 0 | 0 | 0 | 0 | 0 | 0 | 0 | 0 | 0 | 0 | 0 | 0 | 0 | 0 | 0 | 0 | 0 | 0 | 0 | 0 | 0 | 0 | 0 | 0 | 0 | 0 | 0 | 0 | 0 | 0 | 0 | 0 | 0 | 0 | 0 | 0 | 0 | 0
Interests from Cash & Reserve Accounts |  |  |  |  | 0 | 0 | 0 | 0 | 0 | 0 | 0 | 0 | 0 | 0 | 0 | 0 | 0 | 0 | 0 | 0 | 0 | 0 | 0 | 0 | 0 | 0 | 0 | 0 | 0 | 0 | 0 | 0 | 0 | 0 | 0 | 0 | 0 | 0 | 0 | 0 | 0 | 0 | 0 | 0 | 0 | 2.7274 | 2.7726 | 2.7274 | 2.7726 | 2.735 | 2.765 | 2.7274 | 2.7726 | 2.7274 | 2.7726 | 2.7274 | 2.7726 | 2.735 | 2.765 | 2.7274 | 2.7726 | 2.7274 | 2.7726 | 2.7274 | 2.7726
Corporate Income Tax |  |  |  |  | 0 | 0 | 0 | 0 | 0 | 0 | 0 | 0 | 0 | 0 | 0 | 0 | 0 | 0 | 0 | 0 | 0 | 0 | 0 | 0 | 0 | 0 | 0 | 0 | 0 | 0 | -120.189 | 0 | -955.2376 | 0 | -1084.5403 | 0 | -1224.5048 | 0 | -1436.2108 | 0 | -1644.9309 | 0 | -1811.2506 | 0 | -1871.3233 | 0 | -2554.403 | 0 | -2614.3127 | 0 | -2688.0605 | 0 | -2741.4297 | 0 | -2795.5295 | 0 | -2856.9179 | 0 | -2909.4224 | 0 | -2948.57 | 0 | -2984.2338 | 0 | -2999.8542
Free Cash Flow for Banks |  |  |  |  | 0 | 3070.1758 | 3121.0627 | 3111.6498 | 3163.2241 | 3121.1366 | 3155.4348 | 3156.8324 | 3209.1556 | 3194.7767 | 3247.7288 | 3200.0232 | 3253.0622 | 3276.6068 | 3312.6135 | 3340.2197 | 3395.5825 | 3418.1201 | 3474.774 | 3494.0372 | 3551.9495 | 3556.8298 | 3595.9158 | 3626.2541 | 3686.3577 | 6108.9358 | 6089.9998 | 6094.5967 | 5240.3745 | 6191.8378 | 5175.3396 | 6212.2932 | 5090.7545 | 6422.2824 | 5092.5183 | 6585.9465 | 5050.1749 | 6765.0887 | 5028.1798 | 6911.8478 | 5155.0855 | 7037.2442 | 4599.4806 | 7202.2921 | 4707.3545 | 7426.0323 | 4819.5766 | 7552.4928 | 4936.2426 | 7701.5347 | 5033.655 | 7870.6565 | 5144.1915 | 8037.5664 | 5216.4689 | 8123.1532 | 5309.2211 | 8221.405 | 5373.4377 | 8264.4384 | 5401.5639
Senior Debt Service | 0 |  |  |  | 0 | -2116.3614 | -2151.4392 | -2144.6917 | -2180.2391 | -2144.9141 | -2168.4845 | -2169.311 | -2205.2664 | -2194.9791 | -2231.36 | -2189.918 | -2226.2149 | -2243.1435 | -2267.7935 | -2287.658 | -2325.575 | -2342.1228 | -2380.9426 | -2395.1114 | -2434.8094 | -2435.8721 | -2462.6399 | -2484.4659 | -2525.6449 | -2875.303 | -2922.96 | -2829.3325 | -2844.7933 | 0 | 0 | 0 | 0 | 0 | 0 | 0 | 0 | 0 | 0 | 0 | 0 | 0 | 0 | 0 | 0 | 0 | 0 | 0 | 0 | 0 | 0 | 0 | 0 | 0 | 0 | 0 | 0 | 0 | 0 | 0 | 0
paid in cash |  |  |  |  | 0 | 2116.3614 | 2151.4392 | 2144.6917 | 2180.2391 | 2144.9141 | 2168.4845 | 2169.311 | 2205.2664 | 2194.9791 | 2231.36 | 2189.918 | 2226.2149 | 2243.1435 | 2267.7935 | 2287.658 | 2325.575 | 2342.1228 | 2380.9426 | 2395.1114 | 2434.8094 | 2435.8721 | 2462.6399 | 2484.4659 | 2525.6449 | 2875.303 | 2922.96 | 2829.3325 | 2844.7933 | 0 | 0 | 0 | 0 | 0 | 0 | 0 | 0 | 0 | 0 | 0 | 0 | 0 | 0 | 0 | 0 | 0 | 0 | 0 | 0 | 0 | 0 | 0 | 0 | 0 | 0 | 0 | 0 | 0 | 0 | 0 | 0
paid in DSRA |  |  |  |  | 0 | 0 | 0 | 0 | 0 | 0 | 0 | 0 | 0 | 0 | 0 | 0 | 0 | 0 | 0 | 0 | 0 | 0 | 0 | 0 | 0 | 0 | 0 | 0 | 0 | 0 | 0 | 0 | 0 | 0 | 0 | 0 | 0 | 0 | 0 | 0 | 0 | 0 | 0 | 0 | 0 | 0 | 0 | 0 | 0 | 0 | 0 | 0 | 0 | 0 | 0 | 0 | 0 | 0 | 0 | 0 | 0 | 0 | 0 | 0 | 0
VAT Facility |  |  |  |  | 0 | 0 | 0 | 0 | 0 | 0 | 0 | 0 | 0 | 0 | 0 | 0 | 0 | 0 | 0 | 0 | 0 | 0 | 0 | 0 | 0 | 0 | 0 | 0 | 0 | 0 | 0 | 0 | 0 | 0 | 0 | 0 | 0 | 0 | 0 | 0 | 0 | 0 | 0 | 0 | 0 | 0 | 0 | 0 | 0 | 0 | 0 | 0 | 0 | 0 | 0 | 0 | 0 | 0 | 0 | 0 | 0 | 0 | 0 | 0 | 0
DSRA
Target | 0 |  |  |  | 0 | 0 | 0 | 0 | 0 | 0 | 0 | 0 | 0 | 0 | 0 | 0 | 0 | 0 | 0 | 0 | 0 | 0 | 0 | 0 | 0 | 0 | 0 | 0 | 0 | 0 | 0 | 0 | 0 | 0 | 0 | 0 | 0 | 0 | 0 | 0 | 0 | 0 | 0 | 0 | 0 | 0 | 0 | 0 | 0 | 0 | 0 | 0 | 0 | 0 | 0 | 0 | 0 | 0 | 0 | 0 | 0 | 0 | 0 | 0 | 0
Beginning |  |  |  |  | 0 | 0 | 0 | 0 | 0 | 0 | 0 | 0 | 0 | 0 | 0 | 0 | 0 | 0 | 0 | 0 | 0 | 0 | 0 | 0 | 0 | 0 | 0 | 0 | 0 | 0 | 0 | 0 | 0 | 0 | 0 | 0 | 0 | 0 | 0 | 0 | 0 | 0 | 0 | 0 | 0 | 0 | 0 | 0 | 0 | 0 | 0 | 0 | 0 | 0 | 0 | 0 | 0 | 0 | 0 | 0 | 0 | 0 | 0 | 0 | 0
Funding | 0 |  |  |  | 0 | 0 | 0 | 0 | 0 | 0 | 0 | 0 | 0 | 0 | 0 | 0 | 0 | 0 | 0 | 0 | 0 | 0 | 0 | 0 | 0 | 0 | 0 | 0 | 0 | 0 | 0 | 0 | 0 | 0 | 0 | 0 | 0 | 0 | 0 | 0 | 0 | 0 | 0 | 0 | 0 | 0 | 0 | 0 | 0 | 0 | 0 | 0 | 0 | 0 | 0 | 0 | 0 | 0 | 0 | 0 | 0 | 0 | 0 | 0 | 0
Operation |  |  |  |  | 0 | 0 | 0 | 0 | 0 | 0 | 0 | 0 | 0 | 0 | 0 | 0 | 0 | 0 | 0 | 0 | 0 | 0 | 0 | 0 | 0 | 0 | 0 | 0 | 0 | 0 | 0 | 0 | 0 | 0 | 0 | 0 | 0 | 0 | 0 | 0 | 0 | 0 | 0 | 0 | 0 | 0 | 0 | 0 | 0 | 0 | 0 | 0 | 0 | 0 | 0 | 0 | 0 | 0 | 0 | 0 | 0 | 0 | 0 | 0 | 0
Shortfall |  |  |  |  | 0 | 0 | 0 | 0 | 0 | 0 | 0 | 0 | 0 | 0 | 0 | 0 | 0 | 0 | 0 | 0 | 0 | 0 | 0 | 0 | 0 | 0 | 0 | 0 | 0 | 0 | 0 | 0 | 0 | 0 | 0 | 0 | 0 | 0 | 0 | 0 | 0 | 0 | 0 | 0 | 0 | 0 | 0 | 0 | 0 | 0 | 0 | 0 | 0 | 0 | 0 | 0 | 0 | 0 | 0 | 0 | 0 | 0 | 0 | 0 | 0
End |  |  |  |  | 0 | 0 | 0 | 0 | 0 | 0 | 0 | 0 | 0 | 0 | 0 | 0 | 0 | 0 | 0 | 0 | 0 | 0 | 0 | 0 | 0 | 0 | 0 | 0 | 0 | 0 | 0 | 0 | 0 | 0 | 0 | 0 | 0 | 0 | 0 | 0 | 0 | 0 | 0 | 0 | 0 | 0 | 0 | 0 | 0 | 0 | 0 | 0 | 0 | 0 | 0 | 0 | 0 | 0 | 0 | 0 | 0 | 0 | 0 | 0 | 0
DSRA |  |  |  | 0 | 0 | 0 | 0 | 0 | 0 | 0 | 0 | 0 | 0 | 0 | 0 | 0 | 0 | 0 | 0 | 0 | 0 | 0 | 0 | 0 | 0 | 0 | 0 | 0 | 0 | 0 | 0 | 0 | 0 | 0 | 0 | 0 | 0 | 0 | 0 | 0 | 0 | 0 | 0 | 0 | 0 | 0 | 0 | 0 | 0 | 0 | 0 | 0 | 0 | 0 | 0 | 0 | 0 | 0 | 0 | 0 | 0 | 0 | 0 | 0 | 0
Free Cash Flow for Junior Debt |  |  |  | 0 | 0 | 953.8144 | 969.6235 | 966.9581 | 982.985 | 976.2225 | 986.9502 | 987.5214 | 1003.8892 | 999.7975 | 1016.3688 | 1010.1052 | 1026.8473 | 1033.4633 | 1044.82 | 1052.5617 | 1070.0074 | 1075.9973 | 1093.8315 | 1098.9258 | 1117.1401 | 1120.9577 | 1133.2759 | 1141.7882 | 1160.7128 | 3233.6327 | 3167.0398 | 3265.2643 | 2395.5812 | 6191.8378 | 5175.3396 | 6212.2932 | 5090.7545 | 6422.2824 | 5092.5183 | 6585.9465 | 5050.1749 | 6765.0887 | 5028.1798 | 6911.8478 | 5155.0855 | 7037.2442 | 4599.4806 | 7202.2921 | 4707.3545 | 7426.0323 | 4819.5766 | 7552.4928 | 4936.2426 | 7701.5347 | 5033.655 | 7870.6565 | 5144.1915 | 8037.5664 | 5216.4689 | 8123.1532 | 5309.2211 | 8221.405 | 5373.4377 | 8264.4384 | 5401.5639
Junior debt repayment and interests |  |  |  |  | 0 | 0 | 0 | 0 | 0 | 0 | 0 | 0 | 0 | 0 | 0 | 0 | 0 | 0 | 0 | 0 | 0 | 0 | 0 | 0 | 0 | 0 | 0 | 0 | 0 | 0 | 0 | 0 | 0 | 0 | 0 | 0 | 0 | 0 | 0 | 0 | 0 | 0 | 0 | 0 | 0 | 0 | 0 | 0 | 0 | 0 | 0 | 0 | 0 | 0 | 0 | 0 | 0 | 0 | 0 | 0 | 0 | 0 | 0 | 0 | 0
paid in cash |  |  |  |  | 0 | 0 | 0 | 0 | 0 | 0 | 0 | 0 | 0 | 0 | 0 | 0 | 0 | 0 | 0 | 0 | 0 | 0 | 0 | 0 | 0 | 0 | 0 | 0 | 0 | 0 | 0 | 0 | 0 | 0 | 0 | 0 | 0 | 0 | 0 | 0 | 0 | 0 | 0 | 0 | 0 | 0 | 0 | 0 | 0 | 0 | 0 | 0 | 0 | 0 | 0 | 0 | 0 | 0 | 0 | 0 | 0 | 0 | 0 | 0 | 0
paid in DSRA |  |  |  |  | 0 | 0 | 0 | 0 | 0 | 0 | 0 | 0 | 0 | 0 | 0 | 0 | 0 | 0 | 0 | 0 | 0 | 0 | 0 | 0 | 0 | 0 | 0 | 0 | 0 | 0 | 0 | 0 | 0 | 0 | 0 | 0 | 0 | 0 | 0 | 0 | 0 | 0 | 0 | 0 | 0 | 0 | 0 | 0 | 0 | 0 | 0 | 0 | 0 | 0 | 0 | 0 | 0 | 0 | 0 | 0 | 0 | 0 | 0 | 0 | 0
J-DSRA
Target | 6 |  |  |  | 0 | 0 | 0 | 0 | 0 | 0 | 0 | 0 | 0 | 0 | 0 | 0 | 0 | 0 | 0 | 0 | 0 | 0 | 0 | 0 | 0 | 0 | 0 | 0 | 0 | 0 | 0 | 0 | 0 | 0 | 0 | 0 | 0 | 0 | 0 | 0 | 0 | 0 | 0 | 0 | 0 | 0 | 0 | 0 | 0 | 0 | 0 | 0 | 0 | 0 | 0 | 0 | 0 | 0 | 0 | 0 | 0 | 0 | 0 | 0 | 0
Beginning |  |  |  |  | 0 | 0 | 0 | 0 | 0 | 0 | 0 | 0 | 0 | 0 | 0 | 0 | 0 | 0 | 0 | 0 | 0 | 0 | 0 | 0 | 0 | 0 | 0 | 0 | 0 | 0 | 0 | 0 | 0 | 0 | 0 | 0 | 0 | 0 | 0 | 0 | 0 | 0 | 0 | 0 | 0 | 0 | 0 | 0 | 0 | 0 | 0 | 0 | 0 | 0 | 0 | 0 | 0 | 0 | 0 | 0 | 0 | 0 | 0 | 0 | 0
Funding | 0 |  |  |  | 0 | 0 | 0 | 0 | 0 | 0 | 0 | 0 | 0 | 0 | 0 | 0 | 0 | 0 | 0 | 0 | 0 | 0 | 0 | 0 | 0 | 0 | 0 | 0 | 0 | 0 | 0 | 0 | 0 | 0 | 0 | 0 | 0 | 0 | 0 | 0 | 0 | 0 | 0 | 0 | 0 | 0 | 0 | 0 | 0 | 0 | 0 | 0 | 0 | 0 | 0 | 0 | 0 | 0 | 0 | 0 | 0 | 0 | 0 | 0 | 0
Operation |  |  |  |  | 0 | 0 | 0 | 0 | 0 | 0 | 0 | 0 | 0 | 0 | 0 | 0 | 0 | 0 | 0 | 0 | 0 | 0 | 0 | 0 | 0 | 0 | 0 | 0 | 0 | 0 | 0 | 0 | 0 | 0 | 0 | 0 | 0 | 0 | 0 | 0 | 0 | 0 | 0 | 0 | 0 | 0 | 0 | 0 | 0 | 0 | 0 | 0 | 0 | 0 | 0 | 0 | 0 | 0 | 0 | 0 | 0 | 0 | 0 | 0 | 0
Shortfall |  |  |  |  | 0 | 0 | 0 | 0 | 0 | 0 | 0 | 0 | 0 | 0 | 0 | 0 | 0 | 0 | 0 | 0 | 0 | 0 | 0 | 0 | 0 | 0 | 0 | 0 | 0 | 0 | 0 | 0 | 0 | 0 | 0 | 0 | 0 | 0 | 0 | 0 | 0 | 0 | 0 | 0 | 0 | 0 | 0 | 0 | 0 | 0 | 0 | 0 | 0 | 0 | 0 | 0 | 0 | 0 | 0 | 0 | 0 | 0 | 0 | 0 | 0
End |  |  |  |  | 0 | 0 | 0 | 0 | 0 | 0 | 0 | 0 | 0 | 0 | 0 | 0 | 0 | 0 | 0 | 0 | 0 | 0 | 0 | 0 | 0 | 0 | 0 | 0 | 0 | 0 | 0 | 0 | 0 | 0 | 0 | 0 | 0 | 0 | 0 | 0 | 0 | 0 | 0 | 0 | 0 | 0 | 0 | 0 | 0 | 0 | 0 | 0 | 0 | 0 | 0 | 0 | 0 | 0 | 0 | 0 | 0 | 0 | 0 | 0 | 0
J-DSRA |  |  |  | 0 | 0 | 0 | 0 | 0 | 0 | 0 | 0 | 0 | 0 | 0 | 0 | 0 | 0 | 0 | 0 | 0 | 0 | 0 | 0 | 0 | 0 | 0 | 0 | 0 | 0 | 0 | 0 | 0 | 0 | 0 | 0 | 0 | 0 | 0 | 0 | 0 | 0 | 0 | 0 | 0 | 0 | 0 | 0 | 0 | 0 | 0 | 0 | 0 | 0 | 0 | 0 | 0 | 0 | 0 | 0 | 0 | 0 | 0 | 0 | 0 | 0
Distribution Account |  |  |  | 0 | 0 | 953.8144 | 969.6235 | 966.9581 | 982.985 | 976.2225 | 986.9502 | 987.5214 | 1003.8892 | 999.7975 | 1016.3688 | 1010.1052 | 1026.8473 | 1033.4633 | 1044.82 | 1052.5617 | 1070.0074 | 1075.9973 | 1093.8315 | 1098.9258 | 1117.1401 | 1120.9577 | 1133.2759 | 1141.7882 | 1160.7128 | 3233.6327 | 3167.0398 | 3265.2643 | 2395.5812 | 6191.8378 | 5175.3396 | 6212.2932 | 5090.7545 | 6422.2824 | 5092.5183 | 6585.9465 | 5050.1749 | 6765.0887 | 5028.1798 | 6911.8478 | 5155.0855 | 7037.2442 | 4599.4806 | 7202.2921 | 4707.3545 | 7426.0323 | 4819.5766 | 7552.4928 | 4936.2426 | 7701.5347 | 5033.655 | 7870.6565 | 5144.1915 | 8037.5664 | 5216.4689 | 8123.1532 | 5309.2211 | 8221.405 | 5373.4377 | 8264.4384 | 5401.5639
Free Cash Flow for Distribution | 1.1 |  |  |  | 0 | 953.8144 | 969.6235 | 966.9581 | 982.985 | 976.2225 | 986.9502 | 987.5214 | 1003.8892 | 999.7975 | 1016.3688 | 1010.1052 | 1026.8473 | 1033.4633 | 1044.82 | 1052.5617 | 1070.0074 | 1075.9973 | 1093.8315 | 1098.9258 | 1117.1401 | 1120.9577 | 1133.2759 | 1141.7882 | 1160.7128 | 3233.6327 | 3167.0398 | 3265.2643 | 2395.5812 | 6191.8378 | 5175.3396 | 6212.2932 | 5090.7545 | 6422.2824 | 5092.5183 | 6585.9465 | 5050.1749 | 6765.0887 | 5028.1798 | 6911.8478 | 5155.0855 | 7037.2442 | 4599.4806 | 7202.2921 | 4707.3545 | 7426.0323 | 4819.5766 | 7552.4928 | 4936.2426 | 7701.5347 | 5033.655 | 7870.6565 | 5144.1915 | 8037.5664 | 5216.4689 | 8123.1532 | 5309.2211 | 8221.405 | 5373.4377 | 8264.4384 | 5401.5639
Distribution Account Balance |  |  |  |  | 0 | 0 | 0 | 0 | 0 | 0 | 0 | 0 | 0 | 0 | 0 | 0 | 0 | 0 | 0 | 0 | 0 | 0 | 0 | 0 | 0 | 0 | 0 | 0 | 0 | 0 | 0 | 0 | 0 | 0 | 0 | 0 | 0 | 0 | 0 | 0 | 0 | 0 | 0 | 0 | 0 | 0 | 0 | 0 | 0 | 0 | 0 | 0 | 0 | 0 | 0 | 0 | 0 | 0 | 0 | 0 | 0 | 0 | 0 | 0 | 0
Free Cash Flow for Shareholder Loan |  |  |  |  | 0 | 953.8144 | 969.6235 | 966.9581 | 982.985 | 976.2225 | 986.9502 | 987.5214 | 1003.8892 | 999.7975 | 1016.3688 | 1010.1052 | 1026.8473 | 1033.4633 | 1044.82 | 1052.5617 | 1070.0074 | 1075.9973 | 1093.8315 | 1098.9258 | 1117.1401 | 1120.9577 | 1133.2759 | 1141.7882 | 1160.7128 | 3233.6327 | 3167.0398 | 3265.2643 | 2395.5812 | 6191.8378 | 5175.3396 | 6212.2932 | 5090.7545 | 6422.2824 | 5092.5183 | 6585.9465 | 5050.1749 | 6765.0887 | 5028.1798 | 6911.8478 | 5155.0855 | 7037.2442 | 4599.4806 | 7202.2921 | 4707.3545 | 7426.0323 | 4819.5766 | 7552.4928 | 4936.2426 | 7701.5347 | 5033.655 | 7870.6565 | 5144.1915 | 8037.5664 | 5216.4689 | 8123.1532 | 5309.2211 | 8221.405 | 5373.4377 | 8264.4384 | 5401.5639
Withholding Tax Shareholder Loan |  |  |  |  | 0 | 0 | 0 | 0 | 0 | 0 | 0 | 0 | 0 | 0 | 0 | 0 | 0 | 0 | 0 | 0 | 0 | 0 | 0 | 0 | 0 | 0 | 0 | 0 | 0 | 0 | 0 | 0 | 0 | 0 | 0 | 0 | 0 | 0 | 0 | 0 | 0 | 0 | 0 | 0 | 0 | 0 | 0 | 0 | 0 | 0 | 0 | 0 | 0 | 0 | 0 | 0 | 0 | 0 | 0 | 0 | 0 | 0 | 0 | 0 | 0
Net Shareholder Loan |  |  |  |  | 0 | -953.8144 | -969.6235 | -966.9581 | -982.985 | -976.2225 | -986.9502 | -987.5214 | -1003.8892 | -999.7975 | -1016.3688 | -1010.1052 | -1026.8473 | -1033.4633 | -1044.82 | -1052.5617 | -1070.0074 | -1075.9973 | -1093.8315 | -1098.9258 | -1117.1401 | -1120.9577 | -1133.2759 | -1141.7882 | -1160.7128 | -3233.6327 | -3167.0398 | -3265.2643 | -2395.5812 | -6191.8378 | -5175.3396 | -6212.2932 | -5090.7545 | -6422.2824 | -5092.5183 | -6585.9465 | -4628.9912 | 0 | 0 | 0 | 0 | 0 | 0 | 0 | 0 | 0 | 0 | 0 | 0 | 0 | 0 | 0 | 0 | 0 | 0 | 0 | 0 | 0 | 0 | 0 | 0
Free Cash Flow for dividends |  |  |  |  | 0 | 0 | 0 | 0 | 0 | 0 | 0 | 0 | 0 | 0 | 0 | 0 | 0 | 0 | 0 | 0 | 0 | 0 | 0 | 0 | 0 | 0 | 0 | 0 | 0 | 0 | 0 | 0 | 0 | 0 | 0 | 0 | 0 | 0 | 0 | 0 | 421.1837 | 6765.0887 | 5028.1798 | 6911.8478 | 5155.0855 | 7037.2442 | 4599.4806 | 7202.2921 | 4707.3545 | 7426.0323 | 4819.5766 | 7552.4928 | 4936.2426 | 7701.5347 | 5033.655 | 7870.6565 | 5144.1915 | 8037.5664 | 5216.4689 | 8123.1532 | 5309.2211 | 8221.405 | 5373.4377 | 8264.4384 | 5401.5639
Net income |  |  |  |  | -3568.6878 | -1369.748 | -1381.3923 | -1306.1413 | -1314.9447 | -1290.1256 | -1291.087 | -1208.8472 | -1213.4769 | -1140.0371 | -1141.6344 | -1100.1234 | -1100.0821 | -1005.3997 | -995.3443 | -881.1052 | -871.0846 | -753.8071 | -737.9566 | -621.0076 | -599.086 | -510.8545 | -481.0295 | -353.1676 | -319.0777 | 2298.7162 | 2354.814 | 2558.4527 | 1793.1852 | 2902.6179 | 2038.0658 | 3272.866 | 2305.4338 | 3844.6695 | 2698.0687 | 4408.4082 | 3085.166 | 5003.7584 | 3247.4942 | 5155.396 | 3369.5213 | 7037.2442 | 4599.4806 | 7202.2921 | 4707.3545 | 7426.0323 | 4819.5766 | 7552.4928 | 4936.2426 | 7701.5347 | 5033.655 | 7870.6565 | 5144.1915 | 8037.5664 | 5216.4689 | 8123.1532 | 5309.2211 | 8221.405 | 5373.4377 | 8264.4384 | 5401.5639
Cash |  |  |  |  | 0 | 0 | 0 | 0 | 0 | 0 | 0 | 0 | 0 | 0 | 0 | 0 | 0 | 0 | 0 | 0 | 0 | 0 | 0 | 0 | 0 | 0 | 0 | 0 | 0 | 0 | 0 | 0 | 0 | 0 | 0 | 0 | 0 | 0 | 0 | 0 | 421.1837 | 6765.0887 | 5028.1798 | 6911.8478 | 5155.0855 | 7587.2442 | 5149.4806 | 7752.2921 | 5257.3545 | 7976.0323 | 5369.5766 | 8102.4928 | 5486.2426 | 8251.5347 | 5583.655 | 8420.6565 | 5694.1915 | 8587.5664 | 5766.4689 | 8673.1532 | 5859.2211 | 8771.405 | 5923.4377 | 8814.4384 | 5951.5639
Retained earnings |  |  |  |  | TRUE | FALSE | FALSE | FALSE | FALSE | FALSE | FALSE | FALSE | FALSE | FALSE | FALSE | FALSE | FALSE | FALSE | FALSE | FALSE | FALSE | FALSE | FALSE | FALSE | FALSE | FALSE | FALSE | FALSE | FALSE | FALSE | FALSE | FALSE | FALSE | FALSE | FALSE | FALSE | FALSE | FALSE | FALSE | TRUE | TRUE | TRUE | TRUE | TRUE | TRUE | TRUE | TRUE | TRUE | TRUE | TRUE | TRUE | TRUE | TRUE | TRUE | TRUE | TRUE | TRUE | TRUE | TRUE | TRUE | TRUE | TRUE | TRUE | TRUE | TRUE
Cash |  |  |  |  | TRUE | TRUE | TRUE | TRUE | TRUE | TRUE | TRUE | TRUE | TRUE | TRUE | TRUE | TRUE | TRUE | TRUE | TRUE | TRUE | TRUE | TRUE | TRUE | TRUE | TRUE | TRUE | TRUE | TRUE | TRUE | TRUE | TRUE | TRUE | TRUE | TRUE | TRUE | TRUE | TRUE | TRUE | TRUE | TRUE | TRUE | TRUE | TRUE | TRUE | TRUE | TRUE | TRUE | TRUE | TRUE | TRUE | TRUE | TRUE | TRUE | TRUE | TRUE | TRUE | TRUE | TRUE | TRUE | TRUE | TRUE | TRUE | TRUE | TRUE | TRUE
Max | 100% |  |  |  | 0 | 0 | 0 | 0 | 0 | 0 | 0 | 0 | 0 | 0 | 0 | 0 | 0 | 0 | 0 | 0 | 0 | 0 | 0 | 0 | 0 | 0 | 0 | 0 | 0 | 0 | 0 | 0 | 0 | 0 | 0 | 0 | 0 | 0 | 0 | 0 | 421.1837 | 6765.0887 | 5028.1798 | 6911.8478 | 4605.0855 | 7037.2442 | 4599.4806 | 7202.2921 | 4707.3545 | 7426.0323 | 4819.5766 | 7552.4928 | 4936.2426 | 7701.5347 | 5033.655 | 7870.6565 | 5144.1915 | 8037.5664 | 5216.4689 | 8123.1532 | 5309.2211 | 8221.405 | 5373.4377 | 8264.4384 | 5401.5639
Distributable |  |  |  |  | 0 | 0 | 0 | 0 | 0 | 0 | 0 | 0 | 0 | 0 | 0 | 0 | 0 | 0 | 0 | 0 | 0 | 0 | 0 | 0 | 0 | 0 | 0 | 0 | 0 | 0 | 0 | 0 | 0 | 0 | 0 | 0 | 0 | 0 | 0 | 0 | 421.1837 | 6765.0887 | 5028.1798 | 6911.8478 | 4605.0855 | 7037.2442 | 4599.4806 | 7202.2921 | 4707.3545 | 7426.0323 | 4819.5766 | 7552.4928 | 4936.2426 | 7701.5347 | 5033.655 | 7870.6565 | 5144.1915 | 8037.5664 | 5216.4689 | 8123.1532 | 5309.2211 | 8221.405 | 5373.4377 | 8264.4384 | 5401.5639
| 0 |  |  |  | 0 | 0 | 0 | 0 | 0 | 0 | 0 | 0 | 0 | 0 | 0 | 0 | 0 | 0 | 0 | 0 | 0 | 0 | 0 | 0 | 0 | 0 | 0 | 0 | 0 | 0 | 0 | 0 | 0 | 0 | 0 | 0 | 0 | 0 | 0 | 0 | 0 | 0 | 0 | 0 | 0 | 0 | 0 | 0 | 0 | 0 | 0 | 0 | 0 | 0 | 0 | 0 | 0 | 0 | 0 | 0 | 0 | 0 | 0 | 0 | 0
Withholding Tax | 0% |  |  |  | 0 | 0 | 0 | 0 | 0 | 0 | 0 | 0 | 0 | 0 | 0 | 0 | 0 | 0 | 0 | 0 | 0 | 0 | 0 | 0 | 0 | 0 | 0 | 0 | 0 | 0 | 0 | 0 | 0 | 0 | 0 | 0 | 0 | 0 | 0 | 0 | 0 | 0 | 0 | 0 | 0 | 0 | 0 | 0 | 0 | 0 | 0 | 0 | 0 | 0 | 0 | 0 | 0 | 0 | 0 | 0 | 0 | 0 | 0 | 0 | 0
Net Dividends |  |  |  |  | 0 | 0 | 0 | 0 | 0 | 0 | 0 | 0 | 0 | 0 | 0 | 0 | 0 | 0 | 0 | 0 | 0 | 0 | 0 | 0 | 0 | 0 | 0 | 0 | 0 | 0 | 0 | 0 | 0 | 0 | 0 | 0 | 0 | 0 | 0 | 0 | 421.1837 | 6765.0887 | 5028.1798 | 6911.8478 | 4605.0855 | 7037.2442 | 4599.4806 | 7202.2921 | 4707.3545 | 7426.0323 | 4819.5766 | 7552.4928 | 4936.2426 | 7701.5347 | 5033.655 | 7870.6565 | 5144.1915 | 8037.5664 | 5216.4689 | 8123.1532 | 5309.2211 | 8221.405 | 5373.4377 | 8264.4384 | 5401.5639
Gross Dividends |  |  |  |  | 0 | 0 | 0 | 0 | 0 | 0 | 0 | 0 | 0 | 0 | 0 | 0 | 0 | 0 | 0 | 0 | 0 | 0 | 0 | 0 | 0 | 0 | 0 | 0 | 0 | 0 | 0 | 0 | 0 | 0 | 0 | 0 | 0 | 0 | 0 | 0 | 421.1837 | 6765.0887 | 5028.1798 | 6911.8478 | 4605.0855 | 7037.2442 | 4599.4806 | 7202.2921 | 4707.3545 | 7426.0323 | 4819.5766 | 7552.4928 | 4936.2426 | 7701.5347 | 5033.655 | 7870.6565 | 5144.1915 | 8037.5664 | 5216.4689 | 8123.1532 | 5309.2211 | 8221.405 | 5373.4377 | 8264.4384 | 5401.5639
Change in cash |  |  |  |  | 0 | 0 | 0 | 0 | 0 | 0 | 0 | 0 | 0 | 0 | 0 | 0 | 0 | 0 | 0 | 0 | 0 | 0 | 0 | 0 | 0 | 0 | 0 | 0 | 0 | 0 | 0 | 0 | 0 | 0 | 0 | 0 | 0 | 0 | 0 | 0 | 0 | 0 | 0 | 0 | 550 | 0 | 0 | 0 | 0 | 0 | 0 | 0 | 0 | 0 | 0 | 0 | 0 | 0 | 0 | 0 | 0 | 0 | 0 | 0 | 0
 | time axis 2028-06-30 to 2059-12-31
Project IRR | 72993.7068 | 29880.3231 | 9.305% |  | -72993.7068 | 3070.1758 | 3121.0627 | 3111.6498 | 3163.2241 | 3121.1366 | 3155.4348 | 3156.8324 | 3209.1556 | 3194.7767 | 3247.7288 | 3200.0232 | 3253.0622 | 3276.6068 | 3312.6135 | 3340.2197 | 3395.5825 | 3418.1201 | 3474.774 | 3494.0372 | 3551.9495 | 3556.8298 | 3595.9158 | 3626.2541 | 3686.3577 | 6108.9358 | 6089.9998 | 6094.5967 | 5240.3745 | 6191.8378 | 5175.3396 | 6212.2932 | 5090.7545 | 6422.2824 | 5092.5183 | 6585.9465 | 5050.1749 | 6765.0887 | 5028.1798 | 6911.8478 | 5155.0855 | 7037.2442 | 4599.4806 | 7202.2921 | 4707.3545 | 7426.0323 | 4819.5766 | 7552.4928 | 4936.2426 | 7701.5347 | 5033.655 | 7870.6565 | 5144.1915 | 8037.5664 | 5216.4689 | 8123.1532 | 5309.2211 | 8221.405 | 5373.4377 | 8264.4384 | 5401.5639
Unlevered Project IRR | 70271.5394 | 29192.5075 | 9.108% |  | -70271.5394 | 2833.0415 | 2879.998 | 2867.0502 | 2914.5703 | 2875.7056 | 2907.3068 | 2904.0999 | 2952.2341 | 2935.2142 | 2983.8641 | 2939.5163 | 2988.2376 | 3003.1912 | 3036.1933 | 3054.4775 | 3105.1042 | 3118.3558 | 3170.0413 | 3180.6078 | 3233.3251 | 3232.974 | 3268.5012 | 3289.0257 | 3343.5399 | 5324.8246 | 5413.0814 | 5313.0666 | 5401.1285 | 5393.6806 | 5452.9518 | 5409.5777 | 5499.2392 | 5581.7689 | 5674.2844 | 5715.9734 | 5810.7133 | 5863.7463 | 5928.1831 | 5983.2125 | 6082.3817 | 5768.3038 | 5863.911 | 5903.6431 | 6001.4935 | 6087.1038 | 6153.995 | 6190.8077 | 6293.4177 | 6313.022 | 6417.6578 | 6451.7019 | 6558.6362 | 6588.5618 | 6660.9635 | 6658.7492 | 6769.1152 | 6739.3157 | 6851.017 | 6774.603 | 6886.8893
Average Senior DSCR |  |  | 1.5414 |  | 10 | 1.451 | 1.451 | 1.451 | 1.451 | 1.455 | 1.455 | 1.455 | 1.455 | 1.455 | 1.455 | 1.461 | 1.461 | 1.461 | 1.461 | 1.46 | 1.46 | 1.459 | 1.459 | 1.459 | 1.459 | 1.46 | 1.46 | 1.46 | 1.46 | 2.125 | 2.084 | 2.154 | 1.822 | 10 | 10 | 10 | 10 | 10 | 10 | 10 | 10 | 10 | 10 | 10 | 10 | 10 | 10 | 10 | 10 | 10 | 10 | 10 | 10 | 10 | 10 | 10 | 10 | 10 | 10 | 10 | 10 | 10 | 10 | 10 | 10
Minimum Senior LLCR | 5.95% |  | 0.54085 |  | 0.97996 | 0.98609 | 0.99138 | 0.9972 | 1.0021 | 1.0073 | 1.0117 | 1.0164 | 1.0198 | 1.0234 | 1.0254 | 1.0273 | 1.0273 | 1.0262 | 1.0228 | 1.0175 | 1.0084 | 0.99594 | 0.97738 | 0.95243 | 0.91676 | 0.8679 | 0.79817 | 0.69714 | 0.54085 | 1.3809 | 3.0059 | 0.01 | 0.01 | 0.01 | 0.01 | 0.01 | 0.01 | 0.01 | 0.01 | 0.01 | 0.01 | 0.01 | 0.01 | 0.01 | 0.01 | 0.01 | 0.01 | 0.01 | 0.01 | 0.01 | 0.01 | 0.01 | 0.01 | 0.01 | 0.01 | 0.01 | 0.01 | 0.01 | 0.01 | 0.01 | 0.01 | 0.01 | 0.01 | 0.01 | 0.01
Average Junior DSCR |  |  | 0 |  | 0.01 | 0.01 | 0.01 | 0.01 | 0.01 | 0.01 | 0.01 | 0.01 | 0.01 | 0.01 | 0.01 | 0.01 | 0.01 | 0.01 | 0.01 | 0.01 | 0.01 | 0.01 | 0.01 | 0.01 | 0.01 | 0.01 | 0.01 | 0.01 | 0.01 | 0.01 | 0.01 | 0.01 | 0.01 | 0.01 | 0.01 | 0.01 | 0.01 | 0.01 | 0.01 | 0.01 | 0.01 | 0.01 | 0.01 | 0.01 | 0.01 | 0.01 | 0.01 | 0.01 | 0.01 | 0.01 | 0.01 | 0.01 | 0.01 | 0.01 | 0.01 | 0.01 | 0.01 | 0.01 | 0.01 | 0.01 | 0.01 | 0.01 | 0.01 | 0.01 | 0.01
FCFB Senior |  |  |  |  | 0 | 3070.1758 | 3121.0627 | 3111.6498 | 3163.2241 | 3121.1366 | 3155.4348 | 3156.8324 | 3209.1556 | 3194.7767 | 3247.7288 | 3200.0232 | 3253.0622 | 3276.6068 | 3312.6135 | 3340.2197 | 3395.5825 | 3418.1201 | 3474.774 | 3494.0372 | 3551.9495 | 3556.8298 | 3595.9158 | 3626.2541 | 3686.3577 | 6108.9358 | 6089.9998 | 6094.5967 | 5183.1027 | 0 | 0 | 0 | 0 | 0 | 0 | 0 | 0 | 0 | 0 | 0 | 0 | 0 | 0 | 0 | 0 | 0 | 0 | 0 | 0 | 0 | 0 | 0 | 0 | 0 | 0 | 0 | 0 | 0 | 0 | 0 | 0
FCFB Junior |  |  |  |  | 0 | 3070.1758 | 3121.0627 | 3111.6498 | 3163.2241 | 3121.1366 | 3155.4348 | 3156.8324 | 3209.1556 | 3194.7767 | 3247.7288 | 3200.0232 | 3253.0622 | 3276.6068 | 3276.4101 | 0 | 0 | 0 | 0 | 0 | 0 | 0 | 0 | 0 | 0 | 0 | 0 | 0 | 0 | 0 | 0 | 0 | 0 | 0 | 0 | 0 | 0 | 0 | 0 | 0 | 0 | 0 | 0 | 0 | 0 | 0 | 0 | 0 | 0 | 0 | 0 | 0 | 0 | 0 | 0 | 0 | 0 | 0 | 0 | 0 | 0
Cash end of the year |  |  |  |  | 0 | 0 | 0 | 0 | 0 | 0 | 0 | 0 | 0 | 0 | 0 | 0 | 0 | 0 | 0 | 0 | 0 | 0 | 0 | 0 | 0 | 0 | 0 | 0 | 0 | 0 | 0 | 0 | 0 | 0 | 0 | 0 | 0 | 0 | 0 | 0 | 0 | 0 | 0 | 0 | 550 | 550 | 550 | 550 | 550 | 550 | 550 | 550 | 550 | 550 | 550 | 550 | 550 | 550 | 550 | 550 | 550 | 550 | 550 | 550 | 550
Negative cash check |  |  |  | 0 | 0 | 0 | 0 | 0 | 0 | 0 | 0 | 0 | 0 | 0 | 0 | 0 | 0 | 0 | 0 | 0 | 0 | 0 | 0 | 0 | 0 | 0 | 0 | 0 | 0 | 0 | 0 | 0 | 0 | 0 | 0 | 0 | 0 | 0 | 0 | 0 | 0 | 0 | 0 | 0 | 0 | 0 | 0 | 0 | 0 | 0 | 0 | 0 | 0 | 0 | 0 | 0 | 0 | 0 | 0 | 0 | 0 | 0 | 0 | 0 | 0
Net income | 18% |  |  |  | -3568.6878 | -1369.748 | -1381.3923 | -1306.1413 | -1314.9447 | -1290.1256 | -1291.087 | -1208.8472 | -1213.4769 | -1140.0371 | -1141.6344 | -1100.1234 | -1100.0821 | -1005.3997 | -995.3443 | -881.1052 | -871.0846 | -753.8071 | -737.9566 | -621.0076 | -599.086 | -510.8545 | -481.0295 | -353.1676 | -319.0777 | 2298.7162 | 2354.814 | 2558.4527 | 1793.1852 | 2902.6179 | 2038.0658 | 3272.866 | 2305.4338 | 3844.6695 | 2698.0687 | 4408.4082 | 3085.166 | 5003.7584 | 3247.4942 | 5155.396 | 3369.5213 | 7037.2442 | 4599.4806 | 7202.2921 | 4707.3545 | 7426.0323 | 4819.5766 | 7552.4928 | 4936.2426 | 7701.5347 | 5033.655 | 7870.6565 | 5144.1915 | 8037.5664 | 5216.4689 | 8123.1532 | 5309.2211 | 8221.405 | 5373.4377 | 8264.4384 | 5401.5639
Constituted |  |  |  |  | FALSE | FALSE | FALSE | FALSE | FALSE | FALSE | FALSE | FALSE | FALSE | FALSE | FALSE | FALSE | FALSE | FALSE | FALSE | FALSE | FALSE | FALSE | FALSE | FALSE | FALSE | FALSE | FALSE | FALSE | FALSE | FALSE | TRUE | TRUE | TRUE | TRUE | TRUE | TRUE | TRUE | TRUE | TRUE | TRUE | TRUE | TRUE | TRUE | TRUE | TRUE | TRUE | TRUE | TRUE | TRUE | TRUE | TRUE | TRUE | TRUE | TRUE | TRUE | TRUE | TRUE | TRUE | TRUE | TRUE | TRUE | TRUE | TRUE | TRUE | TRUE
Max | 50 |  |  |  | 50 | 50 | 50 | 50 | 50 | 50 | 50 | 50 | 50 | 50 | 50 | 50 | 50 | 50 | 50 | 50 | 50 | 50 | 50 | 50 | 50 | 50 | 50 | 50 | 50 | 50 | 50 | 50 | 50 | 50 | 50 | 50 | 50 | 50 | 50 | 50 | 50 | 50 | 50 | 50 | 50 | 50 | 50 | 50 | 50 | 50 | 50 | 50 | 50 | 50 | 50 | 50 | 50 | 50 | 50 | 50 | 50 | 50 | 50 | 50 | 50
N-1 |  |  |  |  | 0 | 0 | 0 | 0 | 0 | 0 | 0 | 0 | 0 | 0 | 0 | 0 | 0 | 0 | 0 | 0 | 0 | 0 | 0 | 0 | 0 | 0 | 0 | 0 | 0 | 0 | 50 | 50 | 50 | 50 | 50 | 50 | 50 | 50 | 50 | 50 | 50 | 50 | 50 | 50 | 50 | 50 | 50 | 50 | 50 | 50 | 50 | 50 | 50 | 50 | 50 | 50 | 50 | 50 | 50 | 50 | 50 | 50 | 50 | 50 | 50
Legal reserve |  |  |  |  | 0 | 0 | 0 | 0 | 0 | 0 | 0 | 0 | 0 | 0 | 0 | 0 | 0 | 0 | 0 | 0 | 0 | 0 | 0 | 0 | 0 | 0 | 0 | 0 | 0 | 50 | 50 | 50 | 50 | 50 | 50 | 50 | 50 | 50 | 50 | 50 | 50 | 50 | 50 | 50 | 50 | 50 | 50 | 50 | 50 | 50 | 50 | 50 | 50 | 50 | 50 | 50 | 50 | 50 | 50 | 50 | 50 | 50 | 50 | 50 | 50
Legal reserve |  |  |  |  | 0 | 0 | 0 | 0 | 0 | 0 | 0 | 0 | 0 | 0 | 0 | 0 | 0 | 0 | 0 | 0 | 0 | 0 | 0 | 0 | 0 | 0 | 0 | 0 | 0 | 50 | 0 | 0 | 0 | 0 | 0 | 0 | 0 | 0 | 0 | 0 | 0 | 0 | 0 | 0 | 0 | 0 | 0 | 0 | 0 | 0 | 0 | 0 | 0 | 0 | 0 | 0 | 0 | 0 | 0 | 0 | 0 | 0 | 0 | 0 | 0
[5 empty] | -3568.6878 | -4938.4358 | -6319.8282 | -7625.9695 | -8940.9142 | -10231.0398 | -11522.1269 | -12730.9741 | -13944.4509 | -15084.488 | -16226.1224 | -17326.2458 | -18426.3279 | -19431.7276 | -20427.0719 | -21308.1771 | -22179.2617 | -22933.0688 | -23671.0254 | -24292.033 | -24891.119 | -25401.9735 | -25883.003 | -26236.1706 | -26555.2483 | -24306.5321 | -21951.7181 | -19393.2654 | -17600.0802 | -14697.4623 | -12659.3965 | -9386.5305 | -7081.0967 | -3236.4272 | -538.3585 | 3870.0497 | 6534.0319 | 4772.7016 | 2992.016 | 1235.5642 | 0 | 0 | 0 | 0 | 0 | 0 | 0 | 0 | 0 | 0 | 0 | 0 | 0 | 0 | 0 | 0 | 0 | 0 | 0 | 0 | 0
Retained earnings |  |  |  |  | -3568.6878 | -1369.748 | -1381.3923 | -1306.1413 | -1314.9447 | -1290.1256 | -1291.087 | -1208.8472 | -1213.4769 | -1140.0371 | -1141.6344 | -1100.1234 | -1100.0821 | -1005.3997 | -995.3443 | -881.1052 | -871.0846 | -753.8071 | -737.9566 | -621.0076 | -599.086 | -510.8545 | -481.0295 | -353.1676 | -319.0777 | 2248.7162 | 2354.814 | 2558.4527 | 1793.1852 | 2902.6179 | 2038.0658 | 3272.866 | 2305.4338 | 3844.6695 | 2698.0687 | 4408.4082 | 2663.9823 | -1761.3303 | -1780.6856 | -1756.4517 | -1235.5642 | 0 | 0 | 0 | 0 | 0 | 0 | 0 | 0 | 0 | 0 | 0 | 0 | 0 | 0 | 0 | 0 | 0 | 0 | 0 | 0
Balance check |  |  |  | 0 | 0 | 0 | 0 | 0 | 0 | 0 | 0 | 0 | 0 | 0 | 0 | 0 | 0 | 0 | 0 | 0 | 0 | 0 | 0 | 0 | 0 | 0 | 0 | 0 | 0 | 0 | 0 | 0 | 0 | 0 | 0 | 0 | 0 | 0 | 0 | 0 | 0 | 0 | 0 | 0 | 0 | 0 | 0 | 0 | 0 | 0 | 0 | 0 | 0 | 0 | 0 | 0 | 0 | 0 | 0 | 0 | 0 | 0 | 0 | 0 | 0
Minimum Senior DSCR |  |  | 1.451 | 0 | 2030-06-30: 1.451; 2030-12-31: 1.451; 2031-06-30: 1.451; 2031-12-31: 1.451; 2032-06-30: 1.455; 2032-12-31: 1.455; 2033-06-30: 1.455; 2033-12-31: 1.455; 2034-06-30: 1.455; 2034-12-31: 1.455; 2035-06-30: 1.461; 2035-12-31: 1.461; 2036-06-30: 1.461; 2036-12-31: 1.461; 2037-06-30: 1.46; 2037-12-31: 1.46; 2038-06-30: 1.459; 2038-12-31: 1.459; 2039-06-30: 1.459; 2039-12-31: 1.459; 2040-06-30: 1.46; 2040-12-31: 1.46; 2041-06-30: 1.46; 2041-12-31: 1.46; 2042-06-30: 2.125; 2042-12-31: 2.084; 2043-06-30: 2.154; 2043-12-31: 1.822
Minimum Senior LLCR |  |  | 0.54085 | 0 | 2028-06-30: 0.97996; 2030-06-30: 0.98609; 2030-12-31: 0.99138; 2031-06-30: 0.9972; 2031-12-31: 1.0021; 2032-06-30: 1.0073; 2032-12-31: 1.0117; 2033-06-30: 1.0164; 2033-12-31: 1.0198; 2034-06-30: 1.0234; 2034-12-31: 1.0254; 2035-06-30: 1.0273; 2035-12-31: 1.0273; 2036-06-30: 1.0262; 2036-12-31: 1.0228; 2037-06-30: 1.0175; 2037-12-31: 1.0084; 2038-06-30: 0.99594; 2038-12-31: 0.97738; 2039-06-30: 0.95243; 2039-12-31: 0.91676; 2040-06-30: 0.8679; 2040-12-31: 0.79817; 2041-06-30: 0.69714; 2041-12-31: 0.54085; 2042-06-30: 1.3809; 2042-12-31: 3.0059
Minimum Junior DSCR |  |  | 0 | 0 | 2030-06-30: 0.01; 2030-12-31: 0.01; 2031-06-30: 0.01; 2031-12-31: 0.01; 2032-06-30: 0.01; 2032-12-31: 0.01; 2033-06-30: 0.01; 2033-12-31: 0.01; 2034-06-30: 0.01; 2034-12-31: 0.01; 2035-06-30: 0.01; 2035-12-31: 0.01; 2036-06-30: 0.01; 2036-12-31: 0.01
Levelized Cost of Electricity
Cost of ownership |  |  | 83127.6252 |  | 70691.5394 | 1998.047 | 2029.8332 | 2147.0552 | 2180.1255 | 2213.8573 | 2378.0078 | 2413.1023 | 2448.8988 | 2485.4111 | 2522.6538 | 2603.0412 | 2641.7885 | 2681.3106 | 2721.6232 | 2734.7692 | 2827.0309 | 2869.2404 | 2912.294 | 2956.2087 | 3001.0016 | 3131.4905 | 3178.0931 | 3225.6277 | 3274.1131 | 3323.5681 | 0 | 0 | 0 | 0 | 0 | 0 | 0 | 0 | 0 | 0 | 0 | 0 | 0 | 0 | 0 | 0 | 0 | 0 | 0 | 0 | 0 | 0 | 0 | 0 | 0
Lifetimeoutput |  |  | 3643500 |  | 0 | 145740 | 145740 | 145740 | 145740 | 145740 | 145740 | 145740 | 145740 | 145740 | 145740 | 145740 | 145740 | 145740 | 145740 | 145740 | 145740 | 145740 | 145740 | 145740 | 145740 | 145740 | 145740 | 145740 | 145740 | 145740 | 0 | 0 | 0 | 0 | 0 | 0 | 0 | 0 | 0 | 0 | 0 | 0 | 0 | 0 | 0 | 0 | 0 | 0 | 0 | 0 | 0 | 0 | 0 | 0 | 0
LCOE |  |  | 0.022815

## P&L
BoP |  |  |  | 11028.6714 | time axis 2028-06-30 to 2059-07-01
EoP | time axis 2029-12-31 to 2059-12-31
Year |  |  |  |  | 0 | 1 | 1 | 2 | 2 | 3 | 3 | 4 | 4 | 5 | 5 | 6 | 6 | 7 | 7 | 8 | 8 | 9 | 9 | 10 | 10 | 11 | 11 | 12 | 12 | 13 | 13 | 14 | 14 | 15 | 15 | 16 | 16 | 17 | 17 | 18 | 18 | 19 | 19 | 20 | 20 | 21 | 21 | 22 | 22 | 23 | 23 | 24 | 24 | 25 | 25 | 26 | 26 | 27 | 27 | 28 | 28 | 29 | 29 | 30 | 30
Profit & Loss |  |  |  |  | 0 | 1 | 2 | 3 | 4 | 5 | 6 | 7 | 8 | 9 | 10 | 11 | 12 | 13 | 14 | 15 | 16 | 17 | 18 | 19 | 20 | 21 | 22 | 23 | 24 | 25 | 26 | 27 | 28 | 29 | 30 | 31 | 32 | 33 | 34 | 35 | 36 | 37 | 38 | 39 | 40 | 41 | 42 | 43 | 44 | 45 | 46 | 47 | 48 | 49 | 50 | 51 | 52 | 53 | 54 | 55 | 56 | 57 | 58 | 59 | 60
Project Life |  |  |  |  | FALSE | TRUE | TRUE | TRUE | TRUE | TRUE | TRUE | TRUE | TRUE | TRUE | TRUE | TRUE | TRUE | TRUE | TRUE | TRUE | TRUE | TRUE | TRUE | TRUE | TRUE | TRUE | TRUE | TRUE | TRUE | TRUE | TRUE | TRUE | TRUE | TRUE | TRUE | TRUE | TRUE | TRUE | TRUE | TRUE | TRUE | TRUE | TRUE | TRUE | TRUE | TRUE | TRUE | TRUE | TRUE | TRUE | TRUE | TRUE | TRUE | TRUE | TRUE | TRUE | TRUE | TRUE | TRUE | TRUE | TRUE | TRUE | TRUE | TRUE | TRUE
Operation Period (incl. Leap) |  |  |  |  | 0% | 49.59% | 50.41% | 49.59% | 50.41% | 49.73% | 50.27% | 49.59% | 50.41% | 49.59% | 50.41% | 49.59% | 50.41% | 49.73% | 50.27% | 49.59% | 50.41% | 49.59% | 50.41% | 49.59% | 50.41% | 49.73% | 50.27% | 49.59% | 50.41% | 49.59% | 50.41% | 49.59% | 50.41% | 49.73% | 50.27% | 49.59% | 50.41% | 49.59% | 50.41% | 49.59% | 50.41% | 49.73% | 50.27% | 49.59% | 50.41% | 49.59% | 50.41% | 49.59% | 50.41% | 49.73% | 50.27% | 49.59% | 50.41% | 49.59% | 50.41% | 49.59% | 50.41% | 49.73% | 50.27% | 49.59% | 50.41% | 49.59% | 50.41% | 49.59% | 50.41%
Total Revenues |  |  |  |  | 0 | 4060.9882 | 4128.2974 | 4118.2246 | 4186.4825 | 4188.7979 | 4234.8286 | 4237.9358 | 4308.1778 | 4292.6073 | 4363.7555 | 4379.2544 | 4451.8388 | 4476.5648 | 4525.7578 | 4554.6051 | 4630.0958 | 4650.6117 | 4727.6936 | 4744.997 | 4823.6434 | 4851.2382 | 4904.5486 | 4936.2917 | 5018.1086 | 7438.572 | 7561.8632 | 7444.2236 | 7567.6085 | 7551.7503 | 7634.7366 | 7614.1907 | 7740.3927 | 7845.1112 | 7975.1407 | 8030.1251 | 8163.2211 | 8235.116 | 8325.6117 | 8400.0157 | 8539.2425 | 8587.3929 | 8729.7254 | 8775.5506 | 8921.0017 | 9027.298 | 9126.4991 | 9173.3667 | 9325.4115 | 9346.9329 | 9501.8545 | 9578.9158 | 9737.6824 | 9776.1564 | 9883.5867 | 9882.953 | 10046.7588 | 10007.7507 | 10173.625 | 10077.8608 | 10244.8972
Operating expenses | 0 |  |  |  | 0 | 990.8123 | 1007.2347 | 1006.5748 | 1023.2584 | 1067.6613 | 1079.3939 | 1081.1034 | 1099.0222 | 1097.8306 | 1116.0267 | 1179.2312 | 1198.7765 | 1199.958 | 1213.1443 | 1214.3854 | 1234.5134 | 1232.4916 | 1252.9196 | 1250.9598 | 1271.694 | 1294.4085 | 1308.6328 | 1310.0376 | 1331.7509 | 1329.6362 | 1351.6744 | 1349.6269 | 1371.9964 | 1359.9125 | 1374.8566 | 1401.8975 | 1425.1334 | 1422.8288 | 1446.4116 | 1444.1787 | 1468.1153 | 1470.0273 | 1486.1814 | 1488.1679 | 1512.8337 | 1552.8761 | 1578.6144 | 1575.9859 | 1602.1072 | 1604.0007 | 1621.6271 | 1623.6013 | 1650.5118 | 1648.1256 | 1675.4426 | 1710.9867 | 1739.3456 | 1741.325 | 1760.4604 | 1762.5272 | 1791.7403 | 1789.073 | 1818.7262 | 1816.1498 | 1846.2518
Local Tax |  |  |  |  | 0 | 0 | 0 | 0 | 0 | 0 | 0 | 0 | 0 | 0 | 0 | 0 | 0 | 0 | 0 | 0 | 0 | 0 | 0 | 0 | 0 | 0 | 0 | 0 | 0 | 0 | 0 | 0 | 0 | 0 | 0 | 0 | 0 | 0 | 0 | 0 | 0 | 0 | 0 | 0 | 0 | 0 | 0 | 0 | 0 | 0 | 0 | 0 | 0 | 0 | 0 | 0 | 0 | 0 | 0 | 0 | 0 | 0 | 0 | 0 | 0
Withholding Tax on Interests |  |  |  |  | 0 | 0 | 0 | 0 | 0 | 0 | 0 | 0 | 0 | 0 | 0 | 0 | 0 | 0 | 0 | 0 | 0 | 0 | 0 | 0 | 0 | 0 | 0 | 0 | 0 | 0 | 0 | 0 | 0 | 0 | 0 | 0 | 0 | 0 | 0 | 0 | 0 | 0 | 0 | 0 | 0 | 0 | 0 | 0 | 0 | 0 | 0 | 0 | 0 | 0 | 0 | 0 | 0 | 0 | 0 | 0 | 0 | 0 | 0 | 0 | 0
Depreciation |  |  |  |  | 0 | 1845.4388 | 1876.0262 | 1845.4388 | 1876.0262 | 1850.5645 | 1870.9004 | 1845.4388 | 1876.0262 | 1845.4388 | 1876.0262 | 1845.4388 | 1876.0262 | 1850.5645 | 1870.9004 | 1845.4388 | 1876.0262 | 1845.4388 | 1876.0262 | 1845.4388 | 1876.0262 | 1850.5645 | 1870.9004 | 1845.4388 | 1876.0262 | 1756.4517 | 1785.5642 | 1756.4517 | 1785.5642 | 1761.3303 | 1780.6856 | 1756.4517 | 1785.5642 | 1756.4517 | 1785.5642 | 1756.4517 | 1785.5642 | 1761.3303 | 1780.6856 | 1756.4517 | 1785.5642 | 0 | 0 | 0 | 0 | 0 | 0 | 0 | 0 | 0 | 0 | 0 | 0 | 0 | 0 | 0 | 0 | 0 | 0 | 0 | 0
Total Expenses |  |  |  |  | 0 | 2836.2511 | 2883.2608 | 2852.0136 | 2899.2845 | 2918.2258 | 2950.2943 | 2926.5421 | 2975.0483 | 2943.2694 | 2992.0529 | 3024.67 | 3074.8027 | 3050.5225 | 3084.0447 | 3059.8242 | 3110.5395 | 3077.9303 | 3128.9457 | 3096.3986 | 3147.7201 | 3144.973 | 3179.5332 | 3155.4763 | 3207.7771 | 3086.088 | 3137.2386 | 3106.0786 | 3157.5606 | 3121.2429 | 3155.5422 | 3158.3493 | 3210.6976 | 3179.2805 | 3231.9758 | 3200.6304 | 3253.6795 | 3231.3576 | 3266.867 | 3244.6197 | 3298.3979 | 1552.8761 | 1578.6144 | 1575.9859 | 1602.1072 | 1604.0007 | 1621.6271 | 1623.6013 | 1650.5118 | 1648.1256 | 1675.4426 | 1710.9867 | 1739.3456 | 1741.325 | 1760.4604 | 1762.5272 | 1791.7403 | 1789.073 | 1818.7262 | 1816.1498 | 1846.2518
EBIT |  |  |  |  | 0 | 1224.7371 | 1245.0366 | 1266.211 | 1287.198 | 1270.572 | 1284.5344 | 1311.3936 | 1333.1294 | 1349.3379 | 1371.7026 | 1354.5844 | 1377.0361 | 1426.0423 | 1441.7131 | 1494.7809 | 1519.5563 | 1572.6813 | 1598.7479 | 1648.5985 | 1675.9233 | 1706.2652 | 1725.0154 | 1780.8153 | 1810.3316 | 4352.484 | 4424.6246 | 4338.145 | 4410.0479 | 4430.5075 | 4479.1943 | 4455.8414 | 4529.6951 | 4665.8307 | 4743.1649 | 4829.4947 | 4909.5416 | 5003.7584 | 5058.7447 | 5155.396 | 5240.8446 | 7034.5168 | 7151.111 | 7199.5648 | 7318.8946 | 7423.2973 | 7504.872 | 7549.7654 | 7674.8997 | 7698.8073 | 7826.4119 | 7867.9291 | 7998.3368 | 8034.8314 | 8123.1263 | 8120.4258 | 8255.0185 | 8218.6776 | 8354.8988 | 8261.711 | 8398.6454
Financing revenues
Interests from Reserve Accounts | 1% |  |  |  | 0 | 0 | 0 | 0 | 0 | 0 | 0 | 0 | 0 | 0 | 0 | 0 | 0 | 0 | 0 | 0 | 0 | 0 | 0 | 0 | 0 | 0 | 0 | 0 | 0 | 0 | 0 | 0 | 0 | 0 | 0 | 0 | 0 | 0 | 0 | 0 | 0 | 0 | 0 | 0 | 0 | 0 | 0 | 0 | 0 | 0 | 0 | 0 | 0 | 0 | 0 | 0 | 0 | 0 | 0 | 0 | 0 | 0 | 0 | 0 | 0
Interests from Cash |  |  |  |  | 0 | 0 | 0 | 0 | 0 | 0 | 0 | 0 | 0 | 0 | 0 | 0 | 0 | 0 | 0 | 0 | 0 | 0 | 0 | 0 | 0 | 0 | 0 | 0 | 0 | 0 | 0 | 0 | 0 | 0 | 0 | 0 | 0 | 0 | 0 | 0 | 0 | 0 | 0 | 0 | 0 | 2.7274 | 2.7726 | 2.7274 | 2.7726 | 2.735 | 2.765 | 2.7274 | 2.7726 | 2.7274 | 2.7726 | 2.7274 | 2.7726 | 2.735 | 2.765 | 2.7274 | 2.7726 | 2.7274 | 2.7726 | 2.7274 | 2.7726
Withholding Tax | 0% |  |  |  | 0 | 0 | 0 | 0 | 0 | 0 | 0 | 0 | 0 | 0 | 0 | 0 | 0 | 0 | 0 | 0 | 0 | 0 | 0 | 0 | 0 | 0 | 0 | 0 | 0 | 0 | 0 | 0 | 0 | 0 | 0 | 0 | 0 | 0 | 0 | 0 | 0 | 0 | 0 | 0 | 0 | 0 | 0 | 0 | 0 | 0 | 0 | 0 | 0 | 0 | 0 | 0 | 0 | 0 | 0 | 0 | 0 | 0 | 0 | 0 | 0
Financing expenses
Senior Interests |  |  |  |  | 0 | 1297.0825 | 1293.6659 | 1246.913 | 1240.2776 | 1198.5218 | 1182.9115 | 1134.1412 | 1121.4585 | 1070.7514 | 1054.3097 | 1001.908 | 982.3855 | 934.2924 | 904.7557 | 849.2286 | 819.56 | 761.1447 | 725.6811 | 664.3317 | 622.7078 | 561.4302 | 510.5959 | 443.875 | 389.1754 | 318.9171 | 246.4605 | 162.3739 | 83.96 | 0 | 0 | 0 | 0 | 0 | 0 | 0 | 0 | 0 | 0 | 0 | 0 | 0 | 0 | 0 | 0 | 0 | 0 | 0 | 0 | 0 | 0 | 0 | 0 | 0 | 0 | 0 | 0 | 0 | 0 | 0 | 0
Senior Refinancing Interest |  |  |  |  | 0 | 0 | 0 | 0 | 0 | 0 | 0 | 0 | 0 | 0 | 0 | 0 | 0 | 0 | 0 | 0 | 0 | 0 | 0 | 0 | 0 | 0 | 0 | 0 | 0 | 0 | 0 | 0 | 0 | 0 | 0 | 0 | 0 | 0 | 0 | 0 | 0 | 0 | 0 | 0 | 0 | 0 | 0 | 0 | 0 | 0 | 0 | 0 | 0 | 0 | 0 | 0 | 0 | 0 | 0 | 0 | 0 | 0 | 0 | 0 | 0
Junior Interest |  |  |  |  | 0 | 0 | 0 | 0 | 0 | 0 | 0 | 0 | 0 | 0 | 0 | 0 | 0 | 0 | 0 | 0 | 0 | 0 | 0 | 0 | 0 | 0 | 0 | 0 | 0 | 0 | 0 | 0 | 0 | 0 | 0 | 0 | 0 | 0 | 0 | 0 | 0 | 0 | 0 | 0 | 0 | 0 | 0 | 0 | 0 | 0 | 0 | 0 | 0 | 0 | 0 | 0 | 0 | 0 | 0 | 0 | 0 | 0 | 0 | 0 | 0
Shareholder Loan Interests |  |  |  |  | 3568.6878 | 1297.4026 | 1332.763 | 1325.4394 | 1361.8651 | 1362.1759 | 1392.7099 | 1386.0996 | 1425.1478 | 1418.6236 | 1459.0274 | 1452.7997 | 1494.7326 | 1497.1496 | 1532.3017 | 1526.6576 | 1571.081 | 1565.3437 | 1611.0234 | 1605.2743 | 1652.3015 | 1655.6895 | 1695.449 | 1690.1079 | 1740.2338 | 1734.8507 | 1703.1611 | 1617.3183 | 1577.6651 | 1527.8895 | 1356.5883 | 1182.9754 | 999.7565 | 821.1612 | 608.8853 | 421.0866 | 179.4447 | 0 | 0 | 0 | 0 | 0 | 0 | 0 | 0 | 0 | 0 | 0 | 0 | 0 | 0 | 0 | 0 | 0 | 0 | 0 | 0 | 0 | 0 | 0 | 0
Interests on Cash | 2% |  |  |  | 0 | 0 | 0 | 0 | 0 | 0 | 0 | 0 | 0 | 0 | 0 | 0 | 0 | 0 | 0 | 0 | 0 | 0 | 0 | 0 | 0 | 0 | 0 | 0 | 0 | 0 | 0 | 0 | 0 | 0 | 0 | 0 | 0 | 0 | 0 | 0 | 0 | 0 | 0 | 0 | 0 | 0 | 0 | 0 | 0 | 0 | 0 | 0 | 0 | 0 | 0 | 0 | 0 | 0 | 0 | 0 | 0 | 0 | 0 | 0 | 0
Financial Earnings |  |  |  |  | -3568.6878 | -2594.4851 | -2626.4289 | -2572.3524 | -2602.1427 | -2560.6977 | -2575.6214 | -2520.2408 | -2546.6063 | -2489.375 | -2513.3371 | -2454.7078 | -2477.1181 | -2431.442 | -2437.0574 | -2375.8861 | -2390.6409 | -2326.4884 | -2336.7045 | -2269.6061 | -2275.0093 | -2217.1197 | -2206.0449 | -2133.9829 | -2129.4092 | -2053.7679 | -1949.6216 | -1779.6922 | -1661.6251 | -1527.8895 | -1356.5883 | -1182.9754 | -999.7565 | -821.1612 | -608.8853 | -421.0866 | -179.4447 | 0 | 0 | 0 | 0 | 2.7274 | 2.7726 | 2.7274 | 2.7726 | 2.735 | 2.765 | 2.7274 | 2.7726 | 2.7274 | 2.7726 | 2.7274 | 2.7726 | 2.735 | 2.765 | 2.7274 | 2.7726 | 2.7274 | 2.7726 | 2.7274 | 2.7726
Earnings before tax |  |  |  |  | -3568.6878 | -1369.748 | -1381.3923 | -1306.1413 | -1314.9447 | -1290.1256 | -1291.087 | -1208.8472 | -1213.4769 | -1140.0371 | -1141.6344 | -1100.1234 | -1100.0821 | -1005.3997 | -995.3443 | -881.1052 | -871.0846 | -753.8071 | -737.9566 | -621.0076 | -599.086 | -510.8545 | -481.0295 | -353.1676 | -319.0777 | 2298.7162 | 2475.003 | 2558.4527 | 2748.4228 | 2902.6179 | 3122.6061 | 3272.866 | 3529.9386 | 3844.6695 | 4134.2796 | 4408.4082 | 4730.0969 | 5003.7584 | 5058.7447 | 5155.396 | 5240.8446 | 7037.2442 | 7153.8836 | 7202.2921 | 7321.6672 | 7426.0323 | 7507.637 | 7552.4928 | 7677.6723 | 7701.5347 | 7829.1845 | 7870.6565 | 8001.1094 | 8037.5664 | 8125.8913 | 8123.1532 | 8257.7911 | 8221.405 | 8357.6714 | 8264.4384 | 8401.418
Fiscal Reintegration |  |  |  |  | 0 | 0 | 0 | 0 | 0 | 0 | 0 | 0 | -462.4011 | -460.1906 | -484.7088 | -492.7928 | -518.8139 | -514.1676 | -538.5177 | -524.5916 | -552.4062 | -539.9077 | -568.5912 | -557.0632 | -586.7167 | -588.6406 | -616.6743 | -602.2317 | -634.3265 | 0 | 0 | 0 | 0 | 0 | 0 | 0 | 0 | 0 | 0 | 0 | 0 | 0 | 0 | 0 | 0 | 0 | 0 | 0 | 0 | 0 | 0 | 0 | 0 | 0 | 0 | 0 | 0 | 0 | 0 | 0 | 0 | 0 | 0 | 0 | 0
Taxable Income |  |  |  |  | -3568.6878 | -1369.748 | -1381.3923 | -1306.1413 | -1314.9447 | -1290.1256 | -1291.087 | -1208.8472 | -1675.878 | -1600.2276 | -1626.3432 | -1592.9161 | -1618.896 | -1519.5673 | -1533.862 | -1405.6968 | -1423.4909 | -1293.7148 | -1306.5478 | -1178.0708 | -1185.8027 | -1099.4951 | -1097.7038 | -955.3993 | -953.4041 | 2298.7162 | 2475.003 | 2558.4527 | 2748.4228 | 2902.6179 | 3122.6061 | 3272.866 | 3529.9386 | 3844.6695 | 4134.2796 | 4408.4082 | 4730.0969 | 5003.7584 | 5058.7447 | 5155.396 | 5240.8446 | 7037.2442 | 7153.8836 | 7202.2921 | 7321.6672 | 7426.0323 | 7507.637 | 7552.4928 | 7677.6723 | 7701.5347 | 7829.1845 | 7870.6565 | 8001.1094 | 8037.5664 | 8125.8913 | 8123.1532 | 8257.7911 | 8221.405 | 8357.6714 | 8264.4384 | 8401.418
- Losses N-1 | 5 |  |  |  | 0 | -3568.6878 | -4938.4358 | -6319.8282 | -7625.9695 | -8940.9142 | -6662.352 | -6583.691 | -6411.1459 | -6780.8826 | -7066.1655 | -7402.3831 | -7704.2122 | -8114.261 | -7957.9503 | -7891.5846 | -7670.9383 | -7501.513 | -7176.3318 | -6963.3123 | -6607.521 | -6387.6269 | -6063.6311 | -5867.6201 | -5516.4716 | -5291.805 | -1807.2861 | 1099.4951 | 2197.1989 | 3152.5982 | 4106.0023 | 4106.0023 | 4106.0023 | 4106.0023 | 4106.0023 | 4106.0023 | 4106.0023 | 4106.0023 | 4106.0023 | 4106.0023 | 4106.0023 | 4106.0023 | 4106.0023 | 4106.0023 | 4106.0023 | 4106.0023 | 4106.0023 | 4106.0023 | 4106.0023 | 4106.0023 | 4106.0023 | 4106.0023 | 4106.0023 | 4106.0023 | 4106.0023 | 4106.0023 | 4106.0023 | 4106.0023 | 4106.0023 | 4106.0023 | 4106.0023
- Allocated losses | 100% |  |  |  | 0 | 0 | 0 | 0 | 0 | 0 | 0 | 0 | 0 | 0 | 0 | 0 | 0 | 0 | 0 | 0 | 0 | 0 | 0 | 0 | 0 | 0 | 0 | 0 | 0 | 2298.7162 | 1807.2861 | 0 | 0 | 0 | 0 | 0 | 0 | 0 | 0 | 0 | 0 | 0 | 0 | 0 | 0 | 0 | 0 | 0 | 0 | 0 | 0 | 0 | 0 | 0 | 0 | 0 | 0 | 0 | 0 | 0 | 0 | 0 | 0 | 0 | 0
- Losses N |  |  |  |  | 0 | -3568.6878 | -4938.4358 | -6319.8282 | -7625.9695 | -8940.9142 | -6662.352 | -6583.691 | -6411.1459 | -6780.8826 | -7066.1655 | -7402.3831 | -7704.2122 | -8114.261 | -7957.9503 | -7891.5846 | -7670.9383 | -7501.513 | -7176.3318 | -6963.3123 | -6607.521 | -6387.6269 | -6063.6311 | -5867.6201 | -5516.4716 | -2993.0888 | 0 | 0 | 0 | 0 | 0 | 0 | 0 | 0 | 0 | 0 | 0 | 0 | 0 | 0 | 0 | 0 | 0 | 0 | 0 | 0 | 0 | 0 | 0 | 0 | 0 | 0 | 0 | 0 | 0 | 0 | 0 | 0 | 0 | 0 | 0
Carriable losses |  |  |  |  | 0 | -3568.6878 | -4938.4358 | -6319.8282 | -7625.9695 | -8940.9142 | -6662.352 | -6583.691 | -6411.1459 | -6780.8826 | -7066.1655 | -7402.3831 | -7704.2122 | -8114.261 | -7957.9503 | -7891.5846 | -7670.9383 | -7501.513 | -7176.3318 | -6963.3123 | -6607.521 | -6387.6269 | -6063.6311 | -5867.6201 | -5516.4716 | -2993.0888 | 0 | 0 | 0 | 0 | 0 | 0 | 0 | 0 | 0 | 0 | 0 | 0 | 0 | 0 | 0 | 0 | 0 | 0 | 0 | 0 | 0 | 0 | 0 | 0 | 0 | 0 | 0 | 0 | 0 | 0 | 0 | 0 | 0 | 0 | 0
Taxable Profit N |  |  |  |  | -3568.6878 | -1369.748 | -1381.3923 | -1306.1413 | -1314.9447 | -1290.1256 | -1291.087 | -1208.8472 | -1675.878 | -1600.2276 | -1626.3432 | -1592.9161 | -1618.896 | -1519.5673 | -1533.862 | -1405.6968 | -1423.4909 | -1293.7148 | -1306.5478 | -1178.0708 | -1185.8027 | -1099.4951 | -1097.7038 | -955.3993 | -953.4041 | 0 | 667.7169 | 2558.4527 | 2748.4228 | 2902.6179 | 3122.6061 | 3272.866 | 3529.9386 | 3844.6695 | 4134.2796 | 4408.4082 | 4730.0969 | 5003.7584 | 5058.7447 | 5155.396 | 5240.8446 | 7037.2442 | 7153.8836 | 7202.2921 | 7321.6672 | 7426.0323 | 7507.637 | 7552.4928 | 7677.6723 | 7701.5347 | 7829.1845 | 7870.6565 | 8001.1094 | 8037.5664 | 8125.8913 | 8123.1532 | 8257.7911 | 8221.405 | 8357.6714 | 8264.4384 | 8401.418
Corporate Income Tax | 18% |  |  |  | 0 | 0 | 0 | 0 | 0 | 0 | 0 | 0 | 0 | 0 | 0 | 0 | 0 | 0 | 0 | 0 | 0 | 0 | 0 | 0 | 0 | 0 | 0 | 0 | 0 | 0 | 120.189 | 0 | 955.2376 | 0 | 1084.5403 | 0 | 1224.5048 | 0 | 1436.2108 | 0 | 1644.9309 | 0 | 1811.2506 | 0 | 1871.3233 | 0 | 2554.403 | 0 | 2614.3127 | 0 | 2688.0605 | 0 | 2741.4297 | 0 | 2795.5295 | 0 | 2856.9179 | 0 | 2909.4224 | 0 | 2948.57 | 0 | 2984.2338 | 0 | 2999.8542
Corporate Income Tax |  |  |  |  | 0 | 0 | 0 | 0 | 0 | 0 | 0 | 0 | 0 | 0 | 0 | 0 | 0 | 0 | 0 | 0 | 0 | 0 | 0 | 0 | 0 | 0 | 0 | 0 | 0 | 0 | 120.189 | 0 | 955.2376 | 0 | 1084.5403 | 0 | 1224.5048 | 0 | 1436.2108 | 0 | 1644.9309 | 0 | 1811.2506 | 0 | 1871.3233 | 0 | 2554.403 | 0 | 2614.3127 | 0 | 2688.0605 | 0 | 2741.4297 | 0 | 2795.5295 | 0 | 2856.9179 | 0 | 2909.4224 | 0 | 2948.57 | 0 | 2984.2338 | 0 | 2999.8542
Net Income |  |  |  |  | -3568.6878 | -1369.748 | -1381.3923 | -1306.1413 | -1314.9447 | -1290.1256 | -1291.087 | -1208.8472 | -1213.4769 | -1140.0371 | -1141.6344 | -1100.1234 | -1100.0821 | -1005.3997 | -995.3443 | -881.1052 | -871.0846 | -753.8071 | -737.9566 | -621.0076 | -599.086 | -510.8545 | -481.0295 | -353.1676 | -319.0777 | 2298.7162 | 2354.814 | 2558.4527 | 1793.1852 | 2902.6179 | 2038.0658 | 3272.866 | 2305.4338 | 3844.6695 | 2698.0687 | 4408.4082 | 3085.166 | 5003.7584 | 3247.4942 | 5155.396 | 3369.5213 | 7037.2442 | 4599.4806 | 7202.2921 | 4707.3545 | 7426.0323 | 4819.5766 | 7552.4928 | 4936.2426 | 7701.5347 | 5033.655 | 7870.6565 | 5144.1915 | 8037.5664 | 5216.4689 | 8123.1532 | 5309.2211 | 8221.405 | 5373.4377 | 8264.4384 | 5401.5639
Legal reserve |  |  |  |  | 0 | 0 | 0 | 0 | 0 | 0 | 0 | 0 | 0 | 0 | 0 | 0 | 0 | 0 | 0 | 0 | 0 | 0 | 0 | 0 | 0 | 0 | 0 | 0 | 0 | 50 | 0 | 0 | 0 | 0 | 0 | 0 | 0 | 0 | 0 | 0 | 0 | 0 | 0 | 0 | 0 | 0 | 0 | 0 | 0 | 0 | 0 | 0 | 0 | 0 | 0 | 0 | 0 | 0 | 0 | 0 | 0 | 0 | 0 | 0 | 0
Retained Earnings |  |  |  |  | -3568.6878 | -1369.748 | -1381.3923 | -1306.1413 | -1314.9447 | -1290.1256 | -1291.087 | -1208.8472 | -1213.4769 | -1140.0371 | -1141.6344 | -1100.1234 | -1100.0821 | -1005.3997 | -995.3443 | -881.1052 | -871.0846 | -753.8071 | -737.9566 | -621.0076 | -599.086 | -510.8545 | -481.0295 | -353.1676 | -319.0777 | 2248.7162 | 2354.814 | 2558.4527 | 1793.1852 | 2902.6179 | 2038.0658 | 3272.866 | 2305.4338 | 3844.6695 | 2698.0687 | 4408.4082 | 2663.9823 | -1761.3303 | -1780.6856 | -1756.4517 | -1235.5642 | 0 | 0 | 0 | 0 | 0 | 0 | 0 | 0 | 0 | 0 | 0 | 0 | 0 | 0 | 0 | 0 | 0 | 0 | 0 | 0
Net Dividends |  |  |  |  | 0 | 0 | 0 | 0 | 0 | 0 | 0 | 0 | 0 | 0 | 0 | 0 | 0 | 0 | 0 | 0 | 0 | 0 | 0 | 0 | 0 | 0 | 0 | 0 | 0 | 0 | 0 | 0 | 0 | 0 | 0 | 0 | 0 | 0 | 0 | 0 | 421.1837 | 6765.0887 | 5028.1798 | 6911.8478 | 4605.0855 | 7037.2442 | 4599.4806 | 7202.2921 | 4707.3545 | 7426.0323 | 4819.5766 | 7552.4928 | 4936.2426 | 7701.5347 | 5033.655 | 7870.6565 | 5144.1915 | 8037.5664 | 5216.4689 | 8123.1532 | 5309.2211 | 8221.405 | 5373.4377 | 8264.4384 | 5401.5639
Balance check |  |  |  | 0 | 0 | 0 | 0 | 0 | 0 | 0 | 0 | 0 | 0 | 0 | 0 | 0 | 0 | 0 | 0 | 0 | 0 | 0 | 0 | 0 | 0 | 0 | 0 | 0 | 0 | 0 | 0 | 0 | 0 | 0 | 0 | 0 | 0 | 0 | 0 | 0 | 0 | 0 | 0 | 0 | 0 | 0 | 0 | 0 | 0 | 0 | 0 | 0 | 0 | 0 | 0 | 0 | 0 | 0 | 0 | 0 | 0 | 0 | 0 | 0 | 0
Fiscal Reintegration |  |  |  |  | 0 | 0 | 0 | 0 | 0 | 0 | 0 | 0 | 462.4011 | 460.1906 | 484.7088 | 492.7928 | 518.8139 | 514.1676 | 538.5177 | 524.5916 | 552.4062 | 539.9077 | 568.5912 | 557.0632 | 586.7167 | 588.6406 | 616.6743 | 602.2317 | 634.3265 | 0 | 0 | 0 | 0 | 0 | 0 | 0 | 0 | 0 | 0 | 0 | 0 | 0 | 0 | 0 | 0 | 0 | 0 | 0 | 0 | 0 | 0 | 0 | 0 | 0 | 0 | 0 | 0 | 0 | 0 | 0 | 0 | 0 | 0 | 0 | 0
Thin Cap Rule |  |  |  |  | FALSE | FALSE | FALSE | FALSE | FALSE | FALSE | FALSE | FALSE | TRUE | TRUE | TRUE | TRUE | TRUE | TRUE | TRUE | TRUE | TRUE | TRUE | TRUE | TRUE | TRUE | TRUE | TRUE | TRUE | TRUE | TRUE | TRUE | TRUE | TRUE | TRUE | TRUE | FALSE | FALSE | FALSE | FALSE | FALSE | FALSE | FALSE | FALSE | FALSE | FALSE | FALSE | FALSE | FALSE | FALSE | FALSE | FALSE | FALSE | FALSE | FALSE | FALSE | FALSE | FALSE | FALSE | FALSE | FALSE | FALSE | FALSE | FALSE | FALSE | FALSE
Max. SHL interests expenses |  | 3000 |  |  | 0 | 0 | 0 | 0 | 0 | 0 | 0 | 0 | 0 | 0 | 0 | 0 | 0 | 0 | 0 | 0 | 0 | 0 | 0 | 0 | 0 | 0 | 0 | 0 | 0 | 0 | 0 | 0 | 0 | 0 | 0 | 0 | 0 | 0 | 0 | 0 | 0 | 0 | 0 | 0 | 0 | 0 | 0 | 0 | 0 | 0 | 0 | 0 | 0 | 0 | 0 | 0 | 0 | 0 | 0 | 0 | 0 | 0 | 0 | 0 | 0
Max. SHL interests % of EBITDA |  | 30% |  |  | 0 | 0 | 0 | 0 | 0 | 0 | 0 | 0 | 462.4011 | 460.1906 | 484.7088 | 492.7928 | 518.8139 | 514.1676 | 538.5177 | 524.5916 | 552.4062 | 539.9077 | 568.5912 | 557.0632 | 586.7167 | 588.6406 | 616.6743 | 602.2317 | 634.3265 | 0 | 0 | 0 | 0 | 0 | 0 | 0 | 0 | 0 | 0 | 0 | 0 | 0 | 0 | 0 | 0 | 0 | 0 | 0 | 0 | 0 | 0 | 0 | 0 | 0 | 0 | 0 | 0 | 0 | 0 | 0 | 0 | 0 | 0 | 0 | 0
Non deductible interests SHL |  | 0% | FALSE |  | 0 | 0 | 0 | 0 | 0 | 0 | 0 | 0 | 0 | 0 | 0 | 0 | 0 | 0 | 0 | 0 | 0 | 0 | 0 | 0 | 0 | 0 | 0 | 0 | 0 | 0 | 0 | 0 | 0 | 0 | 0 | 0 | 0 | 0 | 0 | 0 | 0 | 0 | 0 | 0 | 0 | 0 | 0 | 0 | 0 | 0 | 0 | 0 | 0 | 0 | 0 | 0 | 0 | 0 | 0 | 0 | 0 | 0 | 0 | 0 | 0

## BS
BoP |  |  | 11028.6714 | time axis 2028-06-30 to 2059-07-01
EoP | time axis 2029-12-31 to 2059-12-31
Year |  |  |  | 0 | 1 | 1 | 2 | 2 | 3 | 3 | 4 | 4 | 5 | 5 | 6 | 6 | 7 | 7 | 8 | 8 | 9 | 9 | 10 | 10 | 11 | 11 | 12 | 12 | 13 | 13 | 14 | 14 | 15 | 15 | 16 | 16 | 17 | 17 | 18 | 18 | 19 | 19 | 20 | 20 | 21 | 21 | 22 | 22 | 23 | 23 | 24 | 24 | 25 | 25 | 26 | 26 | 27 | 27 | 28 | 28 | 29 | 29 | 30 | 30
Balance Sheet |  |  |  | 0 | 1 | 2 | 3 | 4 | 5 | 6 | 7 | 8 | 9 | 10 | 11 | 12 | 13 | 14 | 15 | 16 | 17 | 18 | 19 | 20 | 21 | 22 | 23 | 24 | 25 | 26 | 27 | 28 | 29 | 30 | 31 | 32 | 33 | 34 | 35 | 36 | 37 | 38 | 39 | 40 | 41 | 42 | 43 | 44 | 45 | 46 | 47 | 48 | 49 | 50 | 51 | 52 | 53 | 54 | 55 | 56 | 57 | 58 | 59 | 60
Assets
Gross Fixed Assets | 72993.7068 |  |  | 72993.7068 | 72993.7068 | 72993.7068 | 72993.7068 | 72993.7068 | 72993.7068 | 72993.7068 | 72993.7068 | 72993.7068 | 72993.7068 | 72993.7068 | 72993.7068 | 72993.7068 | 72993.7068 | 72993.7068 | 72993.7068 | 72993.7068 | 72993.7068 | 72993.7068 | 72993.7068 | 72993.7068 | 72993.7068 | 72993.7068 | 72993.7068 | 72993.7068 | 72993.7068 | 72993.7068 | 72993.7068 | 72993.7068 | 72993.7068 | 72993.7068 | 72993.7068 | 72993.7068 | 72993.7068 | 72993.7068 | 72993.7068 | 72993.7068 | 72993.7068 | 72993.7068 | 72993.7068 | 72993.7068 | 72993.7068 | 72993.7068 | 72993.7068 | 72993.7068 | 72993.7068 | 72993.7068 | 72993.7068 | 72993.7068 | 72993.7068 | 72993.7068 | 72993.7068 | 72993.7068 | 72993.7068 | 72993.7068 | 72993.7068 | 72993.7068 | 72993.7068 | 72993.7068 | 72993.7068 | 72993.7068
Accumulated Depreciation |  |  |  | 0 | 1845.4388 | 3721.4649 | 5566.9037 | 7442.9299 | 9293.4944 | 11164.3948 | 13009.8335 | 14885.8597 | 16731.2985 | 18607.3246 | 20452.7634 | 22328.7896 | 24179.3541 | 26050.2545 | 27895.6933 | 29771.7194 | 31617.1582 | 33493.1843 | 35338.6231 | 37214.6493 | 39065.2138 | 40936.1142 | 42781.553 | 44657.5791 | 46414.0309 | 48199.5951 | 49956.0468 | 51741.611 | 53502.9414 | 55283.627 | 57040.0787 | 58825.6429 | 60582.0947 | 62367.6589 | 64124.1107 | 65909.6749 | 67671.0052 | 69451.6908 | 71208.1426 | 72993.7068 | 72993.7068 | 72993.7068 | 72993.7068 | 72993.7068 | 72993.7068 | 72993.7068 | 72993.7068 | 72993.7068 | 72993.7068 | 72993.7068 | 72993.7068 | 72993.7068 | 72993.7068 | 72993.7068 | 72993.7068 | 72993.7068 | 72993.7068 | 72993.7068 | 72993.7068 | 72993.7068
Total Fixed Assets |  |  |  | 72993.7068 | 71148.268 | 69272.2419 | 67426.8031 | 65550.7769 | 63700.2124 | 61829.312 | 59983.8732 | 58107.8471 | 56262.4083 | 54386.3822 | 52540.9434 | 50664.9172 | 48814.3527 | 46943.4523 | 45098.0135 | 43221.9874 | 41376.5486 | 39500.5225 | 37655.0837 | 35779.0575 | 33928.493 | 32057.5926 | 30212.1538 | 28336.1277 | 26579.6759 | 24794.1117 | 23037.66 | 21252.0958 | 19490.7654 | 17710.0798 | 15953.628 | 14168.0638 | 12411.6121 | 10626.0479 | 8869.5961 | 7084.0319 | 5322.7016 | 3542.016 | 1785.5642 | 0 | 0 | 0 | 0 | 0 | 0 | 0 | 0 | 0 | 0 | 0 | 0 | 0 | 0 | 0 | 0 | 0 | 0 | 0 | 0 | 0
DSRA |  |  |  | 0 | 0 | 0 | 0 | 0 | 0 | 0 | 0 | 0 | 0 | 0 | 0 | 0 | 0 | 0 | 0 | 0 | 0 | 0 | 0 | 0 | 0 | 0 | 0 | 0 | 0 | 0 | 0 | 0 | 0 | 0 | 0 | 0 | 0 | 0 | 0 | 0 | 0 | 0 | 0 | 0 | 0 | 0 | 0 | 0 | 0 | 0 | 0 | 0 | 0 | 0 | 0 | 0 | 0 | 0 | 0 | 0 | 0 | 0 | 0 | 0
J-DSRA |  |  |  | 0 | 0 | 0 | 0 | 0 | 0 | 0 | 0 | 0 | 0 | 0 | 0 | 0 | 0 | 0 | 0 | 0 | 0 | 0 | 0 | 0 | 0 | 0 | 0 | 0 | 0 | 0 | 0 | 0 | 0 | 0 | 0 | 0 | 0 | 0 | 0 | 0 | 0 | 0 | 0 | 0 | 0 | 0 | 0 | 0 | 0 | 0 | 0 | 0 | 0 | 0 | 0 | 0 | 0 | 0 | 0 | 0 | 0 | 0 | 0 | 0
Distribution Account |  |  |  | 0 | 0 | 0 | 0 | 0 | 0 | 0 | 0 | 0 | 0 | 0 | 0 | 0 | 0 | 0 | 0 | 0 | 0 | 0 | 0 | 0 | 0 | 0 | 0 | 0 | 0 | 0 | 0 | 0 | 0 | 0 | 0 | 0 | 0 | 0 | 0 | 0 | 0 | 0 | 0 | 0 | 0 | 0 | 0 | 0 | 0 | 0 | 0 | 0 | 0 | 0 | 0 | 0 | 0 | 0 | 0 | 0 | 0 | 0 | 0 | 0
Cash |  |  |  | 0 | 0 | 0 | 0 | 0 | 0 | 0 | 0 | 0 | 0 | 0 | 0 | 0 | 0 | 0 | 0 | 0 | 0 | 0 | 0 | 0 | 0 | 0 | 0 | 0 | 0 | 0 | 0 | 0 | 0 | 0 | 0 | 0 | 0 | 0 | 0 | 0 | 0 | 0 | 0 | 550 | 550 | 550 | 550 | 550 | 550 | 550 | 550 | 550 | 550 | 550 | 550 | 550 | 550 | 550 | 550 | 550 | 550 | 550 | 550 | 550
Assets |  |  |  | 72993.7068 | 71148.268 | 69272.2419 | 67426.8031 | 65550.7769 | 63700.2124 | 61829.312 | 59983.8732 | 58107.8471 | 56262.4083 | 54386.3822 | 52540.9434 | 50664.9172 | 48814.3527 | 46943.4523 | 45098.0135 | 43221.9874 | 41376.5486 | 39500.5225 | 37655.0837 | 35779.0575 | 33928.493 | 32057.5926 | 30212.1538 | 28336.1277 | 26579.6759 | 24794.1117 | 23037.66 | 21252.0958 | 19490.7654 | 17710.0798 | 15953.628 | 14168.0638 | 12411.6121 | 10626.0479 | 8869.5961 | 7084.0319 | 5322.7016 | 3542.016 | 1785.5642 | 550 | 550 | 550 | 550 | 550 | 550 | 550 | 550 | 550 | 550 | 550 | 550 | 550 | 550 | 550 | 550 | 550 | 550 | 550 | 550 | 550
Liabilities
|  |  |  | 29635.1762 | 28609.0164 | 27590.7635 | 26643.1034 | 25707.0388 | 24802.8665 | 23917.5392 | 23107.2702 | 22315.0519 | 21593.8409 | 20894.8651 | 20237.4362 | 19605.2395 | 19063.5261 | 18555.6635 | 18148.6542 | 17778.6431 | 17514.1824 | 17293.4178 | 17178.7587 | 17114.8341 | 17138.7115 | 17219.855 | 17415.0072 | 17675.4505 | 18475.3846 | 19366.3199 | 20276.8267 | 21252.0958 | 19490.7654 | 17710.0798 | 15953.628 | 14168.0638 | 12411.6121 | 10626.0479 | 8869.5961 | 7084.0319 | 5322.7016 | 3542.016 | 1785.5642 | 550 | 550 | 550 | 550 | 550 | 550 | 550 | 550 | 550 | 550 | 550 | 550 | 550 | 550 | 550 | 550 | 550 | 550 | 550 | 550 | 550
Capital at Financial close | 500 |  |  | 500 | 500 | 500 | 500 | 500 | 500 | 500 | 500 | 500 | 500 | 500 | 500 | 500 | 500 | 500 | 500 | 500 | 500 | 500 | 500 | 500 | 500 | 500 | 500 | 500 | 500 | 500 | 500 | 500 | 500 | 500 | 500 | 500 | 500 | 500 | 500 | 500 | 500 | 500 | 500 | 500 | 500 | 500 | 500 | 500 | 500 | 500 | 500 | 500 | 500 | 500 | 500 | 500 | 500 | 500 | 500 | 500 | 500 | 500 | 500 | 500
Legal Reserve |  |  |  | 0 | 0 | 0 | 0 | 0 | 0 | 0 | 0 | 0 | 0 | 0 | 0 | 0 | 0 | 0 | 0 | 0 | 0 | 0 | 0 | 0 | 0 | 0 | 0 | 0 | 50 | 50 | 50 | 50 | 50 | 50 | 50 | 50 | 50 | 50 | 50 | 50 | 50 | 50 | 50 | 50 | 50 | 50 | 50 | 50 | 50 | 50 | 50 | 50 | 50 | 50 | 50 | 50 | 50 | 50 | 50 | 50 | 50 | 50 | 50 | 50
Retained Earnings |  |  |  | -3568.6878 | -4938.4358 | -6319.8282 | -7625.9695 | -8940.9142 | -10231.0398 | -11522.1269 | -12730.9741 | -13944.4509 | -15084.488 | -16226.1224 | -17326.2458 | -18426.3279 | -19431.7276 | -20427.0719 | -21308.1771 | -22179.2617 | -22933.0688 | -23671.0254 | -24292.033 | -24891.119 | -25401.9735 | -25883.003 | -26236.1706 | -26555.2483 | -24306.5321 | -21951.7181 | -19393.2654 | -17600.0802 | -14697.4623 | -12659.3965 | -9386.5305 | -7081.0967 | -3236.4272 | -538.3585 | 3870.0497 | 6534.0319 | 4772.7016 | 2992.016 | 1235.5642 | 0 | 0 | 0 | 0 | 0 | 0 | 0 | 0 | 0 | 0 | 0 | 0 | 0 | 0 | 0 | 0 | 0 | 0 | 0 | 0 | 0
Shareholder Loan |  | 466393.6802 |  | 32703.864 | 33047.4522 | 33410.5917 | 33769.0729 | 34147.953 | 34533.9064 | 34939.666 | 35338.2442 | 35759.5029 | 36178.3289 | 36620.9875 | 37063.682 | 37531.5673 | 37995.2537 | 38482.7354 | 38956.8313 | 39457.9048 | 39947.2512 | 40464.4432 | 40970.7917 | 41505.9531 | 42040.6849 | 42602.858 | 43151.1778 | 43730.6987 | 42231.9167 | 40768.038 | 39120.0921 | 38302.1759 | 33638.2277 | 29819.4763 | 24790.1585 | 20699.1605 | 15098.0393 | 10614.4064 | 4449.5465 | 0 | 0 | 0 | 0 | 0 | 0 | 0 | 0 | 0 | 0 | 0 | 0 | 0 | 0 | 0 | 0 | 0 | 0 | 0 | 0 | 0 | 0 | 0 | 0 | 0
Akuo Carbon Fund |  | 121.4% |  | 0 | 0 | 0 | 0 | 0 | 0 | 0 | 0 | 0 | 0 | 0 | 0 | 0 | 0 | 0 | 0 | 0 | 0 | 0 | 0 | 0 | 0 | 0 | 0 | 0 | 0 | 0 | 0 | 0 | 0 | 0 | 0 | 0 | 0 | 0 | 0 | 0 | 0 | 0 | 0 | 0 | 0 | 0 | 0 | 0 | 0 | 0 | 0 | 0 | 0 | 0 | 0 | 0 | 0 | 0 | 0 | 0 | 0 | 0 | 0 | 0
Senior Debt |  | 566318.3693 |  | 43358.5306 | 42539.2517 | 41681.4784 | 40783.6996 | 39843.7382 | 38897.3459 | 37911.7728 | 36876.6031 | 35792.7951 | 34668.5674 | 33491.5171 | 32303.5072 | 31059.6777 | 29750.8266 | 28387.7888 | 26949.3594 | 25443.3443 | 23862.3662 | 22207.1047 | 20476.325 | 18664.2234 | 16789.7815 | 14837.7376 | 12797.1467 | 10660.6772 | 8104.2913 | 5427.7918 | 2760.8333 | 0 | 0 | 0 | 0 | 0 | 0 | 0 | 0 | 0 | 0 | 0 | 0 | 0 | 0 | 0 | 0 | 0 | 0 | 0 | 0 | 0 | 0 | 0 | 0 | 0 | 0 | 0 | 0 | 0 | 0 | 0 | 0 | 0
Refinancing |  |  |  | 0 | 0 | 0 | 0 | 0 | 0 | 0 | 0 | 0 | 0 | 0 | 0 | 0 | 0 | 0 | 0 | 0 | 0 | 0 | 0 | 0 | 0 | 0 | 0 | 0 | 0 | 0 | 0 | 0 | 0 | 0 | 0 | 0 | 0 | 0 | 0 | 0 | 0 | 0 | 0 | 0 | 0 | 0 | 0 | 0 | 0 | 0 | 0 | 0 | 0 | 0 | 0 | 0 | 0 | 0 | 0 | 0 | 0 | 0 | 0 | 0
Short term loan |  |  |  | 0 | 0 | 0 | 0 | 0 | 0 | 0 | 0 | 0 | 0 | 0 | 0 | 0 | 0 | 0 | 0 | 0 | 0 | 0 | 0 | 0 | 0 | 0 | 0 | 0 | 0 | 0 | 0 | 0 | 0 | 0 | 0 | 0 | 0 | 0 | 0 | 0 | 0 | 0 | 0 | 0 | 0 | 0 | 0 | 0 | 0 | 0 | 0 | 0 | 0 | 0 | 0 | 0 | 0 | 0 | 0 | 0 | 0 | 0 | 0 | 0
Liabilities |  |  |  | 72993.7068 | 71148.268 | 69272.2419 | 67426.8031 | 65550.7769 | 63700.2124 | 61829.312 | 59983.8732 | 58107.8471 | 56262.4083 | 54386.3822 | 52540.9434 | 50664.9172 | 48814.3527 | 46943.4523 | 45098.0135 | 43221.9874 | 41376.5486 | 39500.5225 | 37655.0837 | 35779.0575 | 33928.493 | 32057.5926 | 30212.1538 | 28336.1277 | 26579.6759 | 24794.1117 | 23037.66 | 21252.0958 | 19490.7654 | 17710.0798 | 15953.628 | 14168.0638 | 12411.6121 | 10626.0479 | 8869.5961 | 7084.0319 | 5322.7016 | 3542.016 | 1785.5642 | 550 | 550 | 550 | 550 | 550 | 550 | 550 | 550 | 550 | 550 | 550 | 550 | 550 | 550 | 550 | 550 | 550 | 550 | 550 | 550 | 550
Balance check |  |  | 1.5734e-10 | 0 | 0 | 0 | 0 | 0 | 0 | 0 | 0 | 0 | 0 | 0 | 0 | 0 | 0 | 0 | 0 | 0 | 0 | 0 | 0 | 0 | 0 | 0 | 0 | 0 | 0 | 0 | 0 | 0 | 0 | 0 | 0 | 0 | 0 | 0 | 0 | 7.276e-12 | 0 | 7.276e-12 | 9.0949e-12 | 6.3665e-12 | 6.3665e-12 | 6.3665e-12 | 6.3665e-12 | 6.3665e-12 | 6.3665e-12 | 6.3665e-12 | 6.3665e-12 | 6.3665e-12 | 6.3665e-12 | 6.3665e-12 | 6.3665e-12 | 6.3665e-12 | 6.3665e-12 | 6.3665e-12 | 6.3665e-12 | 6.3665e-12 | 6.3665e-12 | 6.3665e-12 | 6.3665e-12 | 6.3665e-12
Depreciation check |  |  | 0
Indebtness Ratio |  |  |  | 59.4% | 59.79% | 60.17% | 60.49% | 60.78% | 61.06% | 61.32% | 61.48% | 61.6% | 61.62% | 61.58% | 61.48% | 61.3% | 60.95% | 60.47% | 59.76% | 58.87% | 57.67% | 56.22% | 54.38% | 52.17% | 49.49% | 46.28% | 42.36% | 37.62% | 30.49% | 21.89% | 11.98% | 0% | 0% | 0% | 0% | 0% | 0% | 0% | 0% | 0% | 0% | 0% | 0% | 0% | 0% | 0% | 0% | 0% | 0% | 0% | 0% | 0% | 0% | 0% | 0% | 0% | 0% | 0% | 0% | 0% | 0% | 0% | 0% | 0%
Indebtness Cap | 14 |  |  | 100% | 100% | 100% | 100% | 100% | 100% | 100% | 100% | 100% | 100% | 100% | 100% | 100% | 100% | 100% | 100% | 100% | 100% | 100% | 100% | 100% | 100% | 100% | 100% | 100% | 100% | 100% | 100% | 100% | 0% | 0% | 0% | 0% | 0% | 0% | 0% | 0% | 0% | 0% | 0% | 0% | 0% | 0% | 0% | 0% | 0% | 0% | 0% | 0% | 0% | 0% | 0% | 0% | 0% | 0% | 0% | 0% | 0% | 0% | 0% | 0%
Test gearing |  |  | 0 | FALSE | FALSE | FALSE | FALSE | FALSE | FALSE | FALSE | FALSE | FALSE | FALSE | FALSE | FALSE | FALSE | FALSE | FALSE | FALSE | FALSE | FALSE | FALSE | FALSE | FALSE | FALSE | FALSE | FALSE | FALSE | FALSE | FALSE | FALSE | FALSE | FALSE | FALSE | FALSE | FALSE | FALSE | FALSE | FALSE | FALSE | FALSE | FALSE | FALSE | FALSE | FALSE | FALSE | FALSE | FALSE | FALSE | FALSE | FALSE | FALSE | FALSE | FALSE | FALSE | FALSE | FALSE | FALSE | FALSE | FALSE | FALSE | FALSE | FALSE | FALSE
Test negative equity |  |  | 34 | FALSE | TRUE | TRUE | TRUE | TRUE | TRUE | TRUE | TRUE | TRUE | TRUE | TRUE | TRUE | TRUE | TRUE | TRUE | TRUE | TRUE | TRUE | TRUE | TRUE | TRUE | TRUE | TRUE | TRUE | TRUE | TRUE | TRUE | TRUE | TRUE | TRUE | TRUE | TRUE | TRUE | TRUE | TRUE | FALSE | FALSE | FALSE | FALSE | FALSE | FALSE | FALSE | FALSE | FALSE | FALSE | FALSE | FALSE | FALSE | FALSE | FALSE | FALSE | FALSE | FALSE | FALSE | FALSE | FALSE | FALSE | FALSE | FALSE | FALSE | FALSE
Negative equity ratio |  |  |  | -613.7% | -887.7% | -1164% | -1425% | -1688% | -1946% | -2204% | -2446% | -2689% | -2917% | -3145% | -3365% | -3585% | -3786% | -3985% | -4162% | -4336% | -4487% | -4634% | -4758% | -4878% | -4980% | -5077% | -5147% | -5211% | -4751% | -4280% | -3769% | -3410% | -2829% | -2422% | -1767% | -1306% | -537.3% | 2.328% | 884% | 1417% | 1065% | 708.4% | 357.1% | 110% | 110% | 110% | 110% | 110% | 110% | 110% | 110% | 110% | 110% | 110% | 110% | 110% | 110% | 110% | 110% | 110% | 110% | 110% | 110% | 110%
Application of Thin capitalisation rules | TRUE
Ratio for thin capitalization compliance | 80% |  |  | 55.18% | 57.76% | 60.55% | 63.37% | 66.42% | 69.62% | 73.04% | 76.47% | 80.12% | 83.77% | 87.63% | 91.57% | 95.72% | 99.65% | 103.7% | 107.3% | 111% | 114% | 117% | 119.2% | 121.3% | 122.6% | 123.7% | 123.9% | 123.7% | 114.3% | 105.3% | 96.47% | 90.11% | 86.29% | 84.19% | 77.69% | 73.05% | 60.82% | 49.95% | 25.08% | 0% | 0% | 0% | 0% | 0% | 0% | 0% | 0% | 0% | 0% | 0% | 0% | 0% | 0% | 0% | 0% | 0% | 0% | 0% | 0% | 0% | 0% | 0% | 0% | 0%
Thin capitalisation indebtness threshold |  |  |  | FALSE | FALSE | FALSE | FALSE | FALSE | FALSE | FALSE | FALSE | TRUE | TRUE | TRUE | TRUE | TRUE | TRUE | TRUE | TRUE | TRUE | TRUE | TRUE | TRUE | TRUE | TRUE | TRUE | TRUE | TRUE | TRUE | TRUE | TRUE | TRUE | TRUE | TRUE | FALSE | FALSE | FALSE | FALSE | FALSE | FALSE | FALSE | FALSE | FALSE | FALSE | FALSE | FALSE | FALSE | FALSE | FALSE | FALSE | FALSE | FALSE | FALSE | FALSE | FALSE | FALSE | FALSE | FALSE | FALSE | FALSE | FALSE | FALSE | FALSE | FALSE

## Dep
BoP |  |  |  | 11028.6714 | time axis 2028-06-30 to 2089-07-01
EoP | time axis 2029-12-31 to 2089-12-31
Year |  |  |  |  | 0 | 1 | 1 | 2 | 2 | 3 | 3 | 4 | 4 | 5 | 5 | 6 | 6 | 7 | 7 | 8 | 8 | 9 | 9 | 10 | 10 | 11 | 11 | 12 | 12 | 13 | 13 | 14 | 14 | 15 | 15 | 16 | 16 | 17 | 17 | 18 | 18 | 19 | 19 | 20 | 20 | 21 | 21 | 22 | 22 | 23 | 23 | 24 | 24 | 25 | 25 | 26 | 26 | 27 | 27 | 28 | 28 | 29 | 29 | 30 | 30 | 31 | 31 | 32 | 32 | 33 | 33 | 34 | 34 | 35 | 35 | 36 | 36 | 37 | 37 | 38 | 38 | 39 | 39 | 40 | 40 | 41 | 41 | 42 | 42 | 43 | 43 | 44 | 44 | 45 | 45 | 46 | 46 | 47 | 47 | 48 | 48 | 49 | 49 | 50 | 50 | 51 | 51 | 52 | 52 | 53 | 53 | 54 | 54 | 55 | 55 | 56 | 56 | 57 | 57 | 58 | 58 | 59 | 59 | 60 | 60
Depreciation |  |  |  |  | 0 | 1 | 2 | 3 | 4 | 5 | 6 | 7 | 8 | 9 | 10 | 11 | 12 | 13 | 14 | 15 | 16 | 17 | 18 | 19 | 20 | 21 | 22 | 23 | 24 | 25 | 26 | 27 | 28 | 29 | 30 | 31 | 32 | 33 | 34 | 35 | 36 | 37 | 38 | 39 | 40 | 41 | 42 | 43 | 44 | 45 | 46 | 47 | 48 | 49 | 50 | 51 | 52 | 53 | 54 | 55 | 56 | 57 | 58 | 59 | 60 | 61 | 62 | 63 | 64 | 65 | 66 | 67 | 68 | 69 | 70 | 71 | 72 | 73 | 74 | 75 | 76 | 77 | 78 | 79 | 80 | 81 | 82 | 83 | 84 | 85 | 86 | 87 | 88 | 89 | 90 | 91 | 92 | 93 | 94 | 95 | 96 | 97 | 98 | 99 | 100 | 101 | 102 | 103 | 104 | 105 | 106 | 107 | 108 | 109 | 110 | 111 | 112 | 113 | 114 | 115 | 116 | 117 | 118 | 119 | 120
Operation Period (incl. Leap) |  |  |  |  | 0% | 49.59% | 50.41% | 49.59% | 50.41% | 49.73% | 50.27% | 49.59% | 50.41% | 49.59% | 50.41% | 49.59% | 50.41% | 49.73% | 50.27% | 49.59% | 50.41% | 49.59% | 50.41% | 49.59% | 50.41% | 49.73% | 50.27% | 49.59% | 50.41% | 49.59% | 50.41% | 49.59% | 50.41% | 49.73% | 50.27% | 49.59% | 50.41% | 49.59% | 50.41% | 49.59% | 50.41% | 49.73% | 50.27% | 49.59% | 50.41% | 49.59% | 50.41% | 49.59% | 50.41% | 49.73% | 50.27% | 49.59% | 50.41% | 49.59% | 50.41% | 49.59% | 50.41% | 49.73% | 50.27% | 49.59% | 50.41% | 49.59% | 50.41% | 49.59% | 50.41% | 49.73% | 50.27% | 49.59% | 50.41% | 49.59% | 50.41% | 49.59% | 50.41% | 49.73% | 50.27% | 49.59% | 50.41% | 49.59% | 50.41% | 49.59% | 50.41% | 49.73% | 50.27% | 49.59% | 50.41% | 49.59% | 50.41% | 49.59% | 50.41% | 49.73% | 50.27% | 49.59% | 50.41% | 49.59% | 50.41% | 49.59% | 50.41% | 49.73% | 50.27% | 49.59% | 50.41% | 49.59% | 50.41% | 49.59% | 50.41% | 49.73% | 50.27% | 49.59% | 50.41% | 49.59% | 50.41% | 49.59% | 50.41% | 49.73% | 50.27% | 49.59% | 50.41% | 49.59% | 50.41% | 49.59% | 50.41% | 49.73% | 50.27% | 49.59% | 50.41%
Production Unit | 20 | 35000 | 35000 |  | 0 | 867.8082 | 882.1918 | 867.8082 | 882.1918 | 870.2186 | 879.7814 | 867.8082 | 882.1918 | 867.8082 | 882.1918 | 867.8082 | 882.1918 | 870.2186 | 879.7814 | 867.8082 | 882.1918 | 867.8082 | 882.1918 | 867.8082 | 882.1918 | 870.2186 | 879.7814 | 867.8082 | 882.1918 | 867.8082 | 882.1918 | 867.8082 | 882.1918 | 870.2186 | 879.7814 | 867.8082 | 882.1918 | 867.8082 | 882.1918 | 867.8082 | 882.1918 | 870.2186 | 879.7814 | 867.8082 | 882.1918 | 0 | 0 | 0 | 0 | 0 | 0 | 0 | 0 | 0 | 0 | 0 | 0 | 0 | 0 | 0 | 0 | 0 | 0 | 0 | 0 | 0 | 0 | 0 | 0 | 0 | 0 | 0 | 0 | 0 | 0 | 0 | 0 | 0 | 0 | 0 | 0 | 0 | 0 | 0 | 0 | 0 | 0 | 0 | 0 | 0 | 0 | 0 | 0 | 0 | 0 | 0 | 0 | 0 | 0 | 0 | 0 | 0 | 0 | 0 | 0 | 0 | 0 | 0 | 0 | 0 | 0 | 0 | 0 | 0 | 0 | 0 | 0 | 0 | 0 | 0 | 0 | 0 | 0 | 0 | 0
EPC Contract | 20 | 13560 | 13560 |  | 0 | 336.2137 | 341.7863 | 336.2137 | 341.7863 | 337.1475 | 340.8525 | 336.2137 | 341.7863 | 336.2137 | 341.7863 | 336.2137 | 341.7863 | 337.1475 | 340.8525 | 336.2137 | 341.7863 | 336.2137 | 341.7863 | 336.2137 | 341.7863 | 337.1475 | 340.8525 | 336.2137 | 341.7863 | 336.2137 | 341.7863 | 336.2137 | 341.7863 | 337.1475 | 340.8525 | 336.2137 | 341.7863 | 336.2137 | 341.7863 | 336.2137 | 341.7863 | 337.1475 | 340.8525 | 336.2137 | 341.7863 | 0 | 0 | 0 | 0 | 0 | 0 | 0 | 0 | 0 | 0 | 0 | 0 | 0 | 0 | 0 | 0 | 0 | 0 | 0 | 0 | 0 | 0 | 0 | 0 | 0 | 0 | 0 | 0 | 0 | 0 | 0 | 0 | 0 | 0 | 0 | 0 | 0 | 0 | 0 | 0 | 0 | 0 | 0 | 0 | 0 | 0 | 0 | 0 | 0 | 0 | 0 | 0 | 0 | 0 | 0 | 0 | 0 | 0 | 0 | 0 | 0 | 0 | 0 | 0 | 0 | 0 | 0 | 0 | 0 | 0 | 0 | 0 | 0 | 0 | 0 | 0 | 0 | 0 | 0 | 0
Grid connection | 20 | 30 | 30 |  | 0 | 0.74384 | 0.75616 | 0.74384 | 0.75616 | 0.7459 | 0.7541 | 0.74384 | 0.75616 | 0.74384 | 0.75616 | 0.74384 | 0.75616 | 0.7459 | 0.7541 | 0.74384 | 0.75616 | 0.74384 | 0.75616 | 0.74384 | 0.75616 | 0.7459 | 0.7541 | 0.74384 | 0.75616 | 0.74384 | 0.75616 | 0.74384 | 0.75616 | 0.7459 | 0.7541 | 0.74384 | 0.75616 | 0.74384 | 0.75616 | 0.74384 | 0.75616 | 0.7459 | 0.7541 | 0.74384 | 0.75616 | 0 | 0 | 0 | 0 | 0 | 0 | 0 | 0 | 0 | 0 | 0 | 0 | 0 | 0 | 0 | 0 | 0 | 0 | 0 | 0 | 0 | 0 | 0 | 0 | 0 | 0 | 0 | 0 | 0 | 0 | 0 | 0 | 0 | 0 | 0 | 0 | 0 | 0 | 0 | 0 | 0 | 0 | 0 | 0 | 0 | 0 | 0 | 0 | 0 | 0 | 0 | 0 | 0 | 0 | 0 | 0 | 0 | 0 | 0 | 0 | 0 | 0 | 0 | 0 | 0 | 0 | 0 | 0 | 0 | 0 | 0 | 0 | 0 | 0 | 0 | 0 | 0 | 0 | 0 | 0
Monitoring & Telecom connection | 20 | 100 | 100 |  | 0 | 2.4795 | 2.5205 | 2.4795 | 2.5205 | 2.4863 | 2.5137 | 2.4795 | 2.5205 | 2.4795 | 2.5205 | 2.4795 | 2.5205 | 2.4863 | 2.5137 | 2.4795 | 2.5205 | 2.4795 | 2.5205 | 2.4795 | 2.5205 | 2.4863 | 2.5137 | 2.4795 | 2.5205 | 2.4795 | 2.5205 | 2.4795 | 2.5205 | 2.4863 | 2.5137 | 2.4795 | 2.5205 | 2.4795 | 2.5205 | 2.4795 | 2.5205 | 2.4863 | 2.5137 | 2.4795 | 2.5205 | 0 | 0 | 0 | 0 | 0 | 0 | 0 | 0 | 0 | 0 | 0 | 0 | 0 | 0 | 0 | 0 | 0 | 0 | 0 | 0 | 0 | 0 | 0 | 0 | 0 | 0 | 0 | 0 | 0 | 0 | 0 | 0 | 0 | 0 | 0 | 0 | 0 | 0 | 0 | 0 | 0 | 0 | 0 | 0 | 0 | 0 | 0 | 0 | 0 | 0 | 0 | 0 | 0 | 0 | 0 | 0 | 0 | 0 | 0 | 0 | 0 | 0 | 0 | 0 | 0 | 0 | 0 | 0 | 0 | 0 | 0 | 0 | 0 | 0 | 0 | 0 | 0 | 0 | 0 | 0
Operation Investments | 20 | 1000 | 1000 |  | 0 | 24.7945 | 25.2055 | 24.7945 | 25.2055 | 24.8634 | 25.1366 | 24.7945 | 25.2055 | 24.7945 | 25.2055 | 24.7945 | 25.2055 | 24.8634 | 25.1366 | 24.7945 | 25.2055 | 24.7945 | 25.2055 | 24.7945 | 25.2055 | 24.8634 | 25.1366 | 24.7945 | 25.2055 | 24.7945 | 25.2055 | 24.7945 | 25.2055 | 24.8634 | 25.1366 | 24.7945 | 25.2055 | 24.7945 | 25.2055 | 24.7945 | 25.2055 | 24.8634 | 25.1366 | 24.7945 | 25.2055 | 0 | 0 | 0 | 0 | 0 | 0 | 0 | 0 | 0 | 0 | 0 | 0 | 0 | 0 | 0 | 0 | 0 | 0 | 0 | 0 | 0 | 0 | 0 | 0 | 0 | 0 | 0 | 0 | 0 | 0 | 0 | 0 | 0 | 0 | 0 | 0 | 0 | 0 | 0 | 0 | 0 | 0 | 0 | 0 | 0 | 0 | 0 | 0 | 0 | 0 | 0 | 0 | 0 | 0 | 0 | 0 | 0 | 0 | 0 | 0 | 0 | 0 | 0 | 0 | 0 | 0 | 0 | 0 | 0 | 0 | 0 | 0 | 0 | 0 | 0 | 0 | 0 | 0 | 0 | 0
Insurances | 20 | 468.75 | 468.75 |  | 0 | 11.6224 | 11.8151 | 11.6224 | 11.8151 | 11.6547 | 11.7828 | 11.6224 | 11.8151 | 11.6224 | 11.8151 | 11.6224 | 11.8151 | 11.6547 | 11.7828 | 11.6224 | 11.8151 | 11.6224 | 11.8151 | 11.6224 | 11.8151 | 11.6547 | 11.7828 | 11.6224 | 11.8151 | 11.6224 | 11.8151 | 11.6224 | 11.8151 | 11.6547 | 11.7828 | 11.6224 | 11.8151 | 11.6224 | 11.8151 | 11.6224 | 11.8151 | 11.6547 | 11.7828 | 11.6224 | 11.8151 | 0 | 0 | 0 | 0 | 0 | 0 | 0 | 0 | 0 | 0 | 0 | 0 | 0 | 0 | 0 | 0 | 0 | 0 | 0 | 0 | 0 | 0 | 0 | 0 | 0 | 0 | 0 | 0 | 0 | 0 | 0 | 0 | 0 | 0 | 0 | 0 | 0 | 0 | 0 | 0 | 0 | 0 | 0 | 0 | 0 | 0 | 0 | 0 | 0 | 0 | 0 | 0 | 0 | 0 | 0 | 0 | 0 | 0 | 0 | 0 | 0 | 0 | 0 | 0 | 0 | 0 | 0 | 0 | 0 | 0 | 0 | 0 | 0 | 0 | 0 | 0 | 0 | 0 | 0 | 0
Land Securing Costs | 20 | 512.4444 | 512.4444 |  | 0 | 12.7058 | 12.9164 | 12.7058 | 12.9164 | 12.7411 | 12.8811 | 12.7058 | 12.9164 | 12.7058 | 12.9164 | 12.7058 | 12.9164 | 12.7411 | 12.8811 | 12.7058 | 12.9164 | 12.7058 | 12.9164 | 12.7058 | 12.9164 | 12.7411 | 12.8811 | 12.7058 | 12.9164 | 12.7058 | 12.9164 | 12.7058 | 12.9164 | 12.7411 | 12.8811 | 12.7058 | 12.9164 | 12.7058 | 12.9164 | 12.7058 | 12.9164 | 12.7411 | 12.8811 | 12.7058 | 12.9164 | 0 | 0 | 0 | 0 | 0 | 0 | 0 | 0 | 0 | 0 | 0 | 0 | 0 | 0 | 0 | 0 | 0 | 0 | 0 | 0 | 0 | 0 | 0 | 0 | 0 | 0 | 0 | 0 | 0 | 0 | 0 | 0 | 0 | 0 | 0 | 0 | 0 | 0 | 0 | 0 | 0 | 0 | 0 | 0 | 0 | 0 | 0 | 0 | 0 | 0 | 0 | 0 | 0 | 0 | 0 | 0 | 0 | 0 | 0 | 0 | 0 | 0 | 0 | 0 | 0 | 0 | 0 | 0 | 0 | 0 | 0 | 0 | 0 | 0 | 0 | 0 | 0 | 0 | 0 | 0
Bank due diligence | 20 | 420 | 420 |  | 0 | 10.4137 | 10.5863 | 10.4137 | 10.5863 | 10.4426 | 10.5574 | 10.4137 | 10.5863 | 10.4137 | 10.5863 | 10.4137 | 10.5863 | 10.4426 | 10.5574 | 10.4137 | 10.5863 | 10.4137 | 10.5863 | 10.4137 | 10.5863 | 10.4426 | 10.5574 | 10.4137 | 10.5863 | 10.4137 | 10.5863 | 10.4137 | 10.5863 | 10.4426 | 10.5574 | 10.4137 | 10.5863 | 10.4137 | 10.5863 | 10.4137 | 10.5863 | 10.4426 | 10.5574 | 10.4137 | 10.5863 | 0 | 0 | 0 | 0 | 0 | 0 | 0 | 0 | 0 | 0 | 0 | 0 | 0 | 0 | 0 | 0 | 0 | 0 | 0 | 0 | 0 | 0 | 0 | 0 | 0 | 0 | 0 | 0 | 0 | 0 | 0 | 0 | 0 | 0 | 0 | 0 | 0 | 0 | 0 | 0 | 0 | 0 | 0 | 0 | 0 | 0 | 0 | 0 | 0 | 0 | 0 | 0 | 0 | 0 | 0 | 0 | 0 | 0 | 0 | 0 | 0 | 0 | 0 | 0 | 0 | 0 | 0 | 0 | 0 | 0 | 0 | 0 | 0 | 0 | 0 | 0 | 0 | 0 | 0 | 0
Construction Management | 20 | 40 | 40 |  | 0 | 0.99178 | 1.0082 | 0.99178 | 1.0082 | 0.99454 | 1.0055 | 0.99178 | 1.0082 | 0.99178 | 1.0082 | 0.99178 | 1.0082 | 0.99454 | 1.0055 | 0.99178 | 1.0082 | 0.99178 | 1.0082 | 0.99178 | 1.0082 | 0.99454 | 1.0055 | 0.99178 | 1.0082 | 0.99178 | 1.0082 | 0.99178 | 1.0082 | 0.99454 | 1.0055 | 0.99178 | 1.0082 | 0.99178 | 1.0082 | 0.99178 | 1.0082 | 0.99454 | 1.0055 | 0.99178 | 1.0082 | 0 | 0 | 0 | 0 | 0 | 0 | 0 | 0 | 0 | 0 | 0 | 0 | 0 | 0 | 0 | 0 | 0 | 0 | 0 | 0 | 0 | 0 | 0 | 0 | 0 | 0 | 0 | 0 | 0 | 0 | 0 | 0 | 0 | 0 | 0 | 0 | 0 | 0 | 0 | 0 | 0 | 0 | 0 | 0 | 0 | 0 | 0 | 0 | 0 | 0 | 0 | 0 | 0 | 0 | 0 | 0 | 0 | 0 | 0 | 0 | 0 | 0 | 0 | 0 | 0 | 0 | 0 | 0 | 0 | 0 | 0 | 0 | 0 | 0 | 0 | 0 | 0 | 0 | 0 | 0
Commissioning | 20 | 0 | 0 |  | 0 | 0 | 0 | 0 | 0 | 0 | 0 | 0 | 0 | 0 | 0 | 0 | 0 | 0 | 0 | 0 | 0 | 0 | 0 | 0 | 0 | 0 | 0 | 0 | 0 | 0 | 0 | 0 | 0 | 0 | 0 | 0 | 0 | 0 | 0 | 0 | 0 | 0 | 0 | 0 | 0 | 0 | 0 | 0 | 0 | 0 | 0 | 0 | 0 | 0 | 0 | 0 | 0 | 0 | 0 | 0 | 0 | 0 | 0 | 0 | 0 | 0 | 0 | 0 | 0 | 0 | 0 | 0 | 0 | 0 | 0 | 0 | 0 | 0 | 0 | 0 | 0 | 0 | 0 | 0 | 0 | 0 | 0 | 0 | 0 | 0 | 0 | 0 | 0 | 0 | 0 | 0 | 0 | 0 | 0 | 0 | 0 | 0 | 0 | 0 | 0 | 0 | 0 | 0 | 0 | 0 | 0 | 0 | 0 | 0 | 0 | 0 | 0 | 0 | 0 | 0 | 0 | 0 | 0 | 0 | 0
Audit&Accounting&Legal Fees | 20 | 42 | 42 |  | 0 | 1.0414 | 1.0586 | 1.0414 | 1.0586 | 1.0443 | 1.0557 | 1.0414 | 1.0586 | 1.0414 | 1.0586 | 1.0414 | 1.0586 | 1.0443 | 1.0557 | 1.0414 | 1.0586 | 1.0414 | 1.0586 | 1.0414 | 1.0586 | 1.0443 | 1.0557 | 1.0414 | 1.0586 | 1.0414 | 1.0586 | 1.0414 | 1.0586 | 1.0443 | 1.0557 | 1.0414 | 1.0586 | 1.0414 | 1.0586 | 1.0414 | 1.0586 | 1.0443 | 1.0557 | 1.0414 | 1.0586 | 0 | 0 | 0 | 0 | 0 | 0 | 0 | 0 | 0 | 0 | 0 | 0 | 0 | 0 | 0 | 0 | 0 | 0 | 0 | 0 | 0 | 0 | 0 | 0 | 0 | 0 | 0 | 0 | 0 | 0 | 0 | 0 | 0 | 0 | 0 | 0 | 0 | 0 | 0 | 0 | 0 | 0 | 0 | 0 | 0 | 0 | 0 | 0 | 0 | 0 | 0 | 0 | 0 | 0 | 0 | 0 | 0 | 0 | 0 | 0 | 0 | 0 | 0 | 0 | 0 | 0 | 0 | 0 | 0 | 0 | 0 | 0 | 0 | 0 | 0 | 0 | 0 | 0 | 0 | 0
Construction Management | 20 | 1742.25 | 1742.25 |  | 0 | 43.1983 | 43.9142 | 43.1983 | 43.9142 | 43.3182 | 43.7943 | 43.1983 | 43.9142 | 43.1983 | 43.9142 | 43.1983 | 43.9142 | 43.3182 | 43.7943 | 43.1983 | 43.9142 | 43.1983 | 43.9142 | 43.1983 | 43.9142 | 43.3182 | 43.7943 | 43.1983 | 43.9142 | 43.1983 | 43.9142 | 43.1983 | 43.9142 | 43.3182 | 43.7943 | 43.1983 | 43.9142 | 43.1983 | 43.9142 | 43.1983 | 43.9142 | 43.3182 | 43.7943 | 43.1983 | 43.9142 | 0 | 0 | 0 | 0 | 0 | 0 | 0 | 0 | 0 | 0 | 0 | 0 | 0 | 0 | 0 | 0 | 0 | 0 | 0 | 0 | 0 | 0 | 0 | 0 | 0 | 0 | 0 | 0 | 0 | 0 | 0 | 0 | 0 | 0 | 0 | 0 | 0 | 0 | 0 | 0 | 0 | 0 | 0 | 0 | 0 | 0 | 0 | 0 | 0 | 0 | 0 | 0 | 0 | 0 | 0 | 0 | 0 | 0 | 0 | 0 | 0 | 0 | 0 | 0 | 0 | 0 | 0 | 0 | 0 | 0 | 0 | 0 | 0 | 0 | 0 | 0 | 0 | 0 | 0 | 0
Contingencies | 20 | 3036.945 | 3036.945 |  | 0 | 75.2996 | 76.5477 | 75.2996 | 76.5477 | 75.5087 | 76.3385 | 75.2996 | 76.5477 | 75.2996 | 76.5477 | 75.2996 | 76.5477 | 75.5087 | 76.3385 | 75.2996 | 76.5477 | 75.2996 | 76.5477 | 75.2996 | 76.5477 | 75.5087 | 76.3385 | 75.2996 | 76.5477 | 75.2996 | 76.5477 | 75.2996 | 76.5477 | 75.5087 | 76.3385 | 75.2996 | 76.5477 | 75.2996 | 76.5477 | 75.2996 | 76.5477 | 75.5087 | 76.3385 | 75.2996 | 76.5477 | 0 | 0 | 0 | 0 | 0 | 0 | 0 | 0 | 0 | 0 | 0 | 0 | 0 | 0 | 0 | 0 | 0 | 0 | 0 | 0 | 0 | 0 | 0 | 0 | 0 | 0 | 0 | 0 | 0 | 0 | 0 | 0 | 0 | 0 | 0 | 0 | 0 | 0 | 0 | 0 | 0 | 0 | 0 | 0 | 0 | 0 | 0 | 0 | 0 | 0 | 0 | 0 | 0 | 0 | 0 | 0 | 0 | 0 | 0 | 0 | 0 | 0 | 0 | 0 | 0 | 0 | 0 | 0 | 0 | 0 | 0 | 0 | 0 | 0 | 0 | 0 | 0 | 0 | 0 | 0
Import taxes | 20 | 0 | 0 |  | 0 | 0 | 0 | 0 | 0 | 0 | 0 | 0 | 0 | 0 | 0 | 0 | 0 | 0 | 0 | 0 | 0 | 0 | 0 | 0 | 0 | 0 | 0 | 0 | 0 | 0 | 0 | 0 | 0 | 0 | 0 | 0 | 0 | 0 | 0 | 0 | 0 | 0 | 0 | 0 | 0 | 0 | 0 | 0 | 0 | 0 | 0 | 0 | 0 | 0 | 0 | 0 | 0 | 0 | 0 | 0 | 0 | 0 | 0 | 0 | 0 | 0 | 0 | 0 | 0 | 0 | 0 | 0 | 0 | 0 | 0 | 0 | 0 | 0 | 0 | 0 | 0 | 0 | 0 | 0 | 0 | 0 | 0 | 0 | 0 | 0 | 0 | 0 | 0 | 0 | 0 | 0 | 0 | 0 | 0 | 0 | 0 | 0 | 0 | 0 | 0 | 0 | 0 | 0 | 0 | 0 | 0 | 0 | 0 | 0 | 0 | 0 | 0 | 0 | 0 | 0 | 0 | 0 | 0 | 0 | 0
Project Acquisition / Project Development | 20 | 0 | 0 |  | 0 | 0 | 0 | 0 | 0 | 0 | 0 | 0 | 0 | 0 | 0 | 0 | 0 | 0 | 0 | 0 | 0 | 0 | 0 | 0 | 0 | 0 | 0 | 0 | 0 | 0 | 0 | 0 | 0 | 0 | 0 | 0 | 0 | 0 | 0 | 0 | 0 | 0 | 0 | 0 | 0 | 0 | 0 | 0 | 0 | 0 | 0 | 0 | 0 | 0 | 0 | 0 | 0 | 0 | 0 | 0 | 0 | 0 | 0 | 0 | 0 | 0 | 0 | 0 | 0 | 0 | 0 | 0 | 0 | 0 | 0 | 0 | 0 | 0 | 0 | 0 | 0 | 0 | 0 | 0 | 0 | 0 | 0 | 0 | 0 | 0 | 0 | 0 | 0 | 0 | 0 | 0 | 0 | 0 | 0 | 0 | 0 | 0 | 0 | 0 | 0 | 0 | 0 | 0 | 0 | 0 | 0 | 0 | 0 | 0 | 0 | 0 | 0 | 0 | 0 | 0 | 0 | 0 | 0 | 0 | 0
Project Rights | 20 | 14739.15 | 14739.15 |  | 0 | 365.4502 | 371.5073 | 365.4502 | 371.5073 | 366.4652 | 370.4923 | 365.4502 | 371.5073 | 365.4502 | 371.5073 | 365.4502 | 371.5073 | 366.4652 | 370.4923 | 365.4502 | 371.5073 | 365.4502 | 371.5073 | 365.4502 | 371.5073 | 366.4652 | 370.4923 | 365.4502 | 371.5073 | 365.4502 | 371.5073 | 365.4502 | 371.5073 | 366.4652 | 370.4923 | 365.4502 | 371.5073 | 365.4502 | 371.5073 | 365.4502 | 371.5073 | 366.4652 | 370.4923 | 365.4502 | 371.5073 | 0 | 0 | 0 | 0 | 0 | 0 | 0 | 0 | 0 | 0 | 0 | 0 | 0 | 0 | 0 | 0 | 0 | 0 | 0 | 0 | 0 | 0 | 0 | 0 | 0 | 0 | 0 | 0 | 0 | 0 | 0 | 0 | 0 | 0 | 0 | 0 | 0 | 0 | 0 | 0 | 0 | 0 | 0 | 0 | 0 | 0 | 0 | 0 | 0 | 0 | 0 | 0 | 0 | 0 | 0 | 0 | 0 | 0 | 0 | 0 | 0 | 0 | 0 | 0 | 0 | 0 | 0 | 0 | 0 | 0 | 0 | 0 | 0 | 0 | 0 | 0 | 0 | 0 | 0 | 0
IDCs | 12 | 1519.5639 | 1519.5639 |  | 0 | 62.7948 | 63.8356 | 62.7948 | 63.8356 | 62.9692 | 63.6611 | 62.7948 | 63.8356 | 62.7948 | 63.8356 | 62.7948 | 63.8356 | 62.9692 | 63.6611 | 62.7948 | 63.8356 | 62.7948 | 63.8356 | 62.7948 | 63.8356 | 62.9692 | 63.6611 | 62.7948 | 63.8356 | 0 | 0 | 0 | 0 | 0 | 0 | 0 | 0 | 0 | 0 | 0 | 0 | 0 | 0 | 0 | 0 | 0 | 0 | 0 | 0 | 0 | 0 | 0 | 0 | 0 | 0 | 0 | 0 | 0 | 0 | 0 | 0 | 0 | 0 | 0 | 0 | 0 | 0 | 0 | 0 | 0 | 0 | 0 | 0 | 0 | 0 | 0 | 0 | 0 | 0 | 0 | 0 | 0 | 0 | 0 | 0 | 0 | 0 | 0 | 0 | 0 | 0 | 0 | 0 | 0 | 0 | 0 | 0 | 0 | 0 | 0 | 0 | 0 | 0 | 0 | 0 | 0 | 0 | 0 | 0 | 0 | 0 | 0 | 0 | 0 | 0 | 0 | 0 | 0 | 0 | 0 | 0 | 0 | 0 | 0 | 0
Commitment Fees | 12 | 166.7179 | 166.7179 |  | 0 | 6.8895 | 7.0037 | 6.8895 | 7.0037 | 6.9086 | 6.9845 | 6.8895 | 7.0037 | 6.8895 | 7.0037 | 6.8895 | 7.0037 | 6.9086 | 6.9845 | 6.8895 | 7.0037 | 6.8895 | 7.0037 | 6.8895 | 7.0037 | 6.9086 | 6.9845 | 6.8895 | 7.0037 | 0 | 0 | 0 | 0 | 0 | 0 | 0 | 0 | 0 | 0 | 0 | 0 | 0 | 0 | 0 | 0 | 0 | 0 | 0 | 0 | 0 | 0 | 0 | 0 | 0 | 0 | 0 | 0 | 0 | 0 | 0 | 0 | 0 | 0 | 0 | 0 | 0 | 0 | 0 | 0 | 0 | 0 | 0 | 0 | 0 | 0 | 0 | 0 | 0 | 0 | 0 | 0 | 0 | 0 | 0 | 0 | 0 | 0 | 0 | 0 | 0 | 0 | 0 | 0 | 0 | 0 | 0 | 0 | 0 | 0 | 0 | 0 | 0 | 0 | 0 | 0 | 0 | 0 | 0 | 0 | 0 | 0 | 0 | 0 | 0 | 0 | 0 | 0 | 0 | 0 | 0 | 0 | 0 | 0 | 0 | 0
Bank Fees | 12 | 467.1057 | 467.1057 |  | 0 | 19.3028 | 19.6227 | 19.3028 | 19.6227 | 19.3564 | 19.5691 | 19.3028 | 19.6227 | 19.3028 | 19.6227 | 19.3028 | 19.6227 | 19.3564 | 19.5691 | 19.3028 | 19.6227 | 19.3028 | 19.6227 | 19.3028 | 19.6227 | 19.3564 | 19.5691 | 19.3028 | 19.6227 | 0 | 0 | 0 | 0 | 0 | 0 | 0 | 0 | 0 | 0 | 0 | 0 | 0 | 0 | 0 | 0 | 0 | 0 | 0 | 0 | 0 | 0 | 0 | 0 | 0 | 0 | 0 | 0 | 0 | 0 | 0 | 0 | 0 | 0 | 0 | 0 | 0 | 0 | 0 | 0 | 0 | 0 | 0 | 0 | 0 | 0 | 0 | 0 | 0 | 0 | 0 | 0 | 0 | 0 | 0 | 0 | 0 | 0 | 0 | 0 | 0 | 0 | 0 | 0 | 0 | 0 | 0 | 0 | 0 | 0 | 0 | 0 | 0 | 0 | 0 | 0 | 0 | 0 | 0 | 0 | 0 | 0 | 0 | 0 | 0 | 0 | 0 | 0 | 0 | 0 | 0 | 0 | 0 | 0 | 0 | 0
Other Financial Costs | 12 | 0 | 0 |  | 0 | 0 | 0 | 0 | 0 | 0 | 0 | 0 | 0 | 0 | 0 | 0 | 0 | 0 | 0 | 0 | 0 | 0 | 0 | 0 | 0 | 0 | 0 | 0 | 0 | 0 | 0 | 0 | 0 | 0 | 0 | 0 | 0 | 0 | 0 | 0 | 0 | 0 | 0 | 0 | 0 | 0 | 0 | 0 | 0 | 0 | 0 | 0 | 0 | 0 | 0 | 0 | 0 | 0 | 0 | 0 | 0 | 0 | 0 | 0 | 0 | 0 | 0 | 0 | 0 | 0 | 0 | 0 | 0 | 0 | 0 | 0 | 0 | 0 | 0 | 0 | 0 | 0 | 0 | 0 | 0 | 0 | 0 | 0 | 0 | 0 | 0 | 0 | 0 | 0 | 0 | 0 | 0 | 0 | 0 | 0 | 0 | 0 | 0 | 0 | 0 | 0 | 0 | 0 | 0 | 0 | 0 | 0 | 0 | 0 | 0 | 0 | 0 | 0 | 0 | 0 | 0 | 0 | 0 | 0 | 0
Reserve Accounts | 12 | 0 | 0 |  | 0 | 0 | 0 | 0 | 0 | 0 | 0 | 0 | 0 | 0 | 0 | 0 | 0 | 0 | 0 | 0 | 0 | 0 | 0 | 0 | 0 | 0 | 0 | 0 | 0 | 0 | 0 | 0 | 0 | 0 | 0 | 0 | 0 | 0 | 0 | 0 | 0 | 0 | 0 | 0 | 0 | 0 | 0 | 0 | 0 | 0 | 0 | 0 | 0 | 0 | 0 | 0 | 0 | 0 | 0 | 0 | 0 | 0 | 0 | 0 | 0 | 0 | 0 | 0 | 0 | 0 | 0 | 0 | 0 | 0 | 0 | 0 | 0 | 0 | 0 | 0 | 0 | 0 | 0 | 0 | 0 | 0 | 0 | 0 | 0 | 0 | 0 | 0 | 0 | 0 | 0 | 0 | 0 | 0 | 0 | 0 | 0 | 0 | 0 | 0 | 0 | 0 | 0 | 0 | 0 | 0 | 0 | 0 | 0 | 0 | 0 | 0 | 0 | 0 | 0 | 0 | 0 | 0 | 0 | 0 | 0
VAT Costs | 20 | 148.7798 | 148.7798 |  | 0 | 3.6889 | 3.7501 | 3.6889 | 3.7501 | 3.6992 | 3.7398 | 3.6889 | 3.7501 | 3.6889 | 3.7501 | 3.6889 | 3.7501 | 3.6992 | 3.7398 | 3.6889 | 3.7501 | 3.6889 | 3.7501 | 3.6889 | 3.7501 | 3.6992 | 3.7398 | 3.6889 | 3.7501 | 3.6889 | 3.7501 | 3.6889 | 3.7501 | 3.6992 | 3.7398 | 3.6889 | 3.7501 | 3.6889 | 3.7501 | 3.6889 | 3.7501 | 3.6992 | 3.7398 | 3.6889 | 3.7501 | 0 | 0 | 0 | 0 | 0 | 0 | 0 | 0 | 0 | 0 | 0 | 0 | 0 | 0 | 0 | 0 | 0 | 0 | 0 | 0 | 0 | 0 | 0 | 0 | 0 | 0 | 0 | 0 | 0 | 0 | 0 | 0 | 0 | 0 | 0 | 0 | 0 | 0 | 0 | 0 | 0 | 0 | 0 | 0 | 0 | 0 | 0 | 0 | 0 | 0 | 0 | 0 | 0 | 0 | 0 | 0 | 0 | 0 | 0 | 0 | 0 | 0 | 0 | 0 | 0 | 0 | 0 | 0 | 0 | 0 | 0 | 0 | 0 | 0 | 0 | 0 | 0 | 0 | 0 | 0
Depreciation |  |  | 72993.7068 |  | 0 | 1845.4388 | 1876.0262 | 1845.4388 | 1876.0262 | 1850.5645 | 1870.9004 | 1845.4388 | 1876.0262 | 1845.4388 | 1876.0262 | 1845.4388 | 1876.0262 | 1850.5645 | 1870.9004 | 1845.4388 | 1876.0262 | 1845.4388 | 1876.0262 | 1845.4388 | 1876.0262 | 1850.5645 | 1870.9004 | 1845.4388 | 1876.0262 | 1756.4517 | 1785.5642 | 1756.4517 | 1785.5642 | 1761.3303 | 1780.6856 | 1756.4517 | 1785.5642 | 1756.4517 | 1785.5642 | 1756.4517 | 1785.5642 | 1761.3303 | 1780.6856 | 1756.4517 | 1785.5642 | 0 | 0 | 0 | 0 | 0 | 0 | 0 | 0 | 0 | 0 | 0 | 0 | 0 | 0 | 0 | 0 | 0 | 0 | 0 | 0 | 0 | 0 | 0 | 0 | 0 | 0 | 0 | 0 | 0 | 0 | 0 | 0 | 0 | 0 | 0 | 0 | 0 | 0 | 0 | 0 | 0 | 0 | 0 | 0 | 0 | 0 | 0 | 0 | 0 | 0 | 0 | 0 | 0 | 0 | 0 | 0 | 0 | 0 | 0 | 0 | 0 | 0 | 0 | 0 | 0 | 0 | 0 | 0 | 0 | 0 | 0 | 0 | 0 | 0 | 0 | 0 | 0 | 0 | 0 | 0
Unlevered Depreciation |  |  |  |  | 0 | 1752.7628 | 1781.8141 | 1752.7628 | 1781.8141 | 1757.6312 | 1776.9458 | 1752.7628 | 1781.8141 | 1752.7628 | 1781.8141 | 1752.7628 | 1781.8141 | 1757.6312 | 1776.9458 | 1752.7628 | 1781.8141 | 1752.7628 | 1781.8141 | 1752.7628 | 1781.8141 | 1757.6312 | 1776.9458 | 1752.7628 | 1781.8141 | 1752.7628 | 1781.8141 | 1752.7628 | 1781.8141 | 1757.6312 | 1776.9458 | 1752.7628 | 1781.8141 | 1752.7628 | 1781.8141 | 1752.7628 | 1781.8141 | 1757.6312 | 1776.9458 | 1752.7628 | 1781.8141 | 0 | 0 | 0 | 0 | 0 | 0 | 0 | 0 | 0 | 0 | 0 | 0 | 0 | 0 | 0 | 0 | 0 | 0 | 0 | 0 | 0 | 0 | 0 | 0 | 0 | 0 | 0 | 0 | 0 | 0 | 0 | 0 | 0 | 0 | 0 | 0 | 0 | 0 | 0 | 0 | 0 | 0 | 0 | 0 | 0 | 0 | 0 | 0 | 0 | 0 | 0 | 0 | 0 | 0 | 0 | 0 | 0 | 0 | 0 | 0 | 0 | 0 | 0 | 0 | 0 | 0 | 0 | 0 | 0 | 0 | 0 | 0 | 0 | 0 | 0 | 0 | 0 | 0 | 0 | 0
Cumulated |  |  |  |  | 0 | 1845.4388 | 3721.4649 | 5566.9037 | 7442.9299 | 9293.4944 | 11164.3948 | 13009.8335 | 14885.8597 | 16731.2985 | 18607.3246 | 20452.7634 | 22328.7896 | 24179.3541 | 26050.2545 | 27895.6933 | 29771.7194 | 31617.1582 | 33493.1843 | 35338.6231 | 37214.6493 | 39065.2138 | 40936.1142 | 42781.553 | 44657.5791 | 46414.0309 | 48199.5951 | 49956.0468 | 51741.611 | 53502.9414 | 55283.627 | 57040.0787 | 58825.6429 | 60582.0947 | 62367.6589 | 64124.1107 | 65909.6749 | 67671.0052 | 69451.6908 | 71208.1426 | 72993.7068 | 72993.7068 | 72993.7068 | 72993.7068 | 72993.7068 | 72993.7068 | 72993.7068 | 72993.7068 | 72993.7068 | 72993.7068 | 72993.7068 | 72993.7068 | 72993.7068 | 72993.7068 | 72993.7068 | 72993.7068 | 72993.7068 | 72993.7068 | 72993.7068 | 72993.7068 | 72993.7068 | 72993.7068 | 72993.7068 | 72993.7068 | 72993.7068 | 72993.7068 | 72993.7068 | 72993.7068 | 72993.7068 | 72993.7068 | 72993.7068 | 72993.7068 | 72993.7068 | 72993.7068 | 72993.7068 | 72993.7068 | 72993.7068 | 72993.7068 | 72993.7068 | 72993.7068 | 72993.7068 | 72993.7068 | 72993.7068 | 72993.7068 | 72993.7068 | 72993.7068 | 72993.7068 | 72993.7068 | 72993.7068 | 72993.7068 | 72993.7068 | 72993.7068 | 72993.7068 | 72993.7068 | 72993.7068 | 72993.7068 | 72993.7068 | 72993.7068 | 72993.7068 | 72993.7068 | 72993.7068 | 72993.7068 | 72993.7068 | 72993.7068 | 72993.7068 | 72993.7068 | 72993.7068 | 72993.7068 | 72993.7068 | 72993.7068 | 72993.7068 | 72993.7068 | 72993.7068 | 72993.7068 | 72993.7068 | 72993.7068 | 72993.7068 | 72993.7068 | 72993.7068 | 72993.7068 | 72993.7068
Balance check |  |  |  | 1.4552e-11

## DS
BoP |  |  |  | 11028.6714 | time axis 2028-06-30 to 2089-07-01
EoP | time axis 2029-12-31 to 2089-12-31
Year | 2 |  |  |  | 0 | 1 | 1 | 2 | 2 | 3 | 3 | 4 | 4 | 5 | 5 | 6 | 6 | 7 | 7 | 8 | 8 | 9 | 9 | 10 | 10 | 11 | 11 | 12 | 12 | 13 | 13 | 14 | 14 | 15 | 15 | 16 | 16 | 17 | 17 | 18 | 18 | 19 | 19 | 20 | 20 | 21 | 21 | 22 | 22 | 23 | 23 | 24 | 24 | 25 | 25 | 26 | 26 | 27 | 27 | 28 | 28 | 29 | 29 | 30 | 30 | 31 | 31 | 32 | 32 | 33 | 33 | 34 | 34 | 35 | 35 | 36 | 36 | 37 | 37 | 38 | 38 | 39 | 39 | 40 | 40 | 41 | 41 | 42 | 42 | 43 | 43 | 44 | 44 | 45 | 45 | 46 | 46 | 47 | 47 | 48 | 48 | 49 | 49 | 50 | 50 | 51 | 51 | 52 | 52 | 53 | 53 | 54 | 54 | 55 | 55 | 56 | 56 | 57 | 57 | 58 | 58 | 59 | 59 | 60 | 60
Debt Service |  |  |  |  | 0 | 1 | 2 | 3 | 4 | 5 | 6 | 7 | 8 | 9 | 10 | 11 | 12 | 13 | 14 | 15 | 16 | 17 | 18 | 19 | 20 | 21 | 22 | 23 | 24 | 25 | 26 | 27 | 28 | 29 | 30 | 31 | 32 | 33 | 34 | 35 | 36 | 37 | 38 | 39 | 40 | 41 | 42 | 43 | 44 | 45 | 46 | 47 | 48 | 49 | 50 | 51 | 52 | 53 | 54 | 55 | 56 | 57 | 58 | 59 | 60 | 61 | 62 | 63 | 64 | 65 | 66 | 67 | 68 | 69 | 70 | 71 | 72 | 73 | 74 | 75 | 76 | 77 | 78 | 79 | 80 | 81 | 82 | 83 | 84 | 85 | 86 | 87 | 88 | 89 | 90 | 91 | 92 | 93 | 94 | 95 | 96 | 97 | 98 | 99 | 100 | 101 | 102 | 103 | 104 | 105 | 106 | 107 | 108 | 109 | 110 | 111 | 112 | 113 | 114 | 115 | 116 | 117 | 118 | 119 | 120
Senior Debt Maturity |  |  |  |  | FALSE | TRUE | TRUE | TRUE | TRUE | TRUE | TRUE | TRUE | TRUE | TRUE | TRUE | TRUE | TRUE | TRUE | TRUE | TRUE | TRUE | TRUE | TRUE | TRUE | TRUE | TRUE | TRUE | TRUE | TRUE | TRUE | TRUE | TRUE | TRUE | FALSE | FALSE | FALSE | FALSE | FALSE | FALSE | FALSE | FALSE | FALSE | FALSE | FALSE | FALSE | FALSE | FALSE | FALSE | FALSE | FALSE | FALSE | FALSE | FALSE | FALSE | FALSE | FALSE | FALSE | FALSE | FALSE | FALSE | FALSE | FALSE | FALSE | FALSE | FALSE | FALSE | FALSE | FALSE | FALSE | FALSE | FALSE | FALSE | FALSE | FALSE | FALSE | FALSE | FALSE | FALSE | FALSE | FALSE | FALSE | FALSE | FALSE | FALSE | FALSE | FALSE | FALSE | FALSE | FALSE | FALSE | FALSE | FALSE | FALSE | FALSE | FALSE | FALSE | FALSE | FALSE | FALSE | FALSE | FALSE | FALSE | FALSE | FALSE | FALSE | FALSE | FALSE | FALSE | FALSE | FALSE | FALSE | FALSE | FALSE | FALSE | FALSE | FALSE | FALSE | FALSE | FALSE | FALSE | FALSE | FALSE | FALSE | FALSE | FALSE
Senior Debt Period |  |  |  |  | 152.8% | 50.28% | 51.11% | 50.28% | 51.11% | 50.56% | 51.11% | 50.28% | 51.11% | 50.28% | 51.11% | 50.28% | 51.11% | 50.56% | 51.11% | 50.28% | 51.11% | 50.28% | 51.11% | 50.28% | 51.11% | 50.56% | 51.11% | 50.28% | 51.11% | 50.28% | 51.11% | 50.28% | 51.11% | 50.56% | 51.11% | 50.28% | 51.11% | 50.28% | 51.11% | 50.28% | 51.11% | 50.56% | 51.11% | 50.28% | 51.11% | 50.28% | 51.11% | 50.28% | 51.11% | 50.56% | 51.11% | 50.28% | 51.11% | 50.28% | 51.11% | 50.28% | 51.11% | 50.56% | 51.11% | 50.28% | 51.11% | 50.28% | 51.11% | 50.28% | 51.11% | 50.56% | 51.11% | 50.28% | 51.11% | 50.28% | 51.11% | 50.28% | 51.11% | 50.56% | 51.11% | 50.28% | 51.11% | 50.28% | 51.11% | 50.28% | 51.11% | 50.56% | 51.11% | 50.28% | 51.11% | 50.28% | 51.11% | 50.28% | 51.11% | 50.56% | 51.11% | 50.28% | 51.11% | 50.28% | 51.11% | 50.28% | 51.11% | 50.56% | 51.11% | 50.28% | 51.11% | 50.28% | 51.11% | 50.28% | 51.11% | 50.56% | 51.11% | 50.28% | 51.11% | 50.28% | 51.11% | 50.28% | 51.11% | 50.56% | 51.11% | 50.28% | 51.11% | 50.28% | 51.11% | 50.28% | 51.11% | 50.56% | 51.11% | 50.28% | 51.11%
Senior Debt Refinancing Maturity |  |  |  |  | FALSE | FALSE | FALSE | FALSE | FALSE | FALSE | FALSE | FALSE | FALSE | FALSE | FALSE | FALSE | FALSE | FALSE | FALSE | FALSE | FALSE | FALSE | FALSE | FALSE | FALSE | FALSE | FALSE | FALSE | FALSE | FALSE | FALSE | FALSE | FALSE | FALSE | FALSE | FALSE | FALSE | FALSE | FALSE | FALSE | FALSE | FALSE | FALSE | FALSE | FALSE | FALSE | FALSE | FALSE | FALSE | FALSE | FALSE | FALSE | FALSE | FALSE | FALSE | FALSE | FALSE | FALSE | FALSE | FALSE | FALSE | FALSE | FALSE | FALSE | FALSE | FALSE | FALSE | FALSE | FALSE | FALSE | FALSE | FALSE | FALSE | FALSE | FALSE | FALSE | FALSE | FALSE | FALSE | FALSE | FALSE | FALSE | FALSE | FALSE | FALSE | FALSE | FALSE | FALSE | FALSE | FALSE | FALSE | FALSE | FALSE | FALSE | FALSE | FALSE | FALSE | FALSE | FALSE | FALSE | FALSE | FALSE | FALSE | FALSE | FALSE | FALSE | FALSE | FALSE | FALSE | FALSE | FALSE | FALSE | FALSE | FALSE | FALSE | FALSE | FALSE | FALSE | FALSE | FALSE | FALSE | FALSE | FALSE | FALSE | FALSE
Senior Debt Hedge Maturity | 14 |  |  |  | FALSE | TRUE | TRUE | TRUE | TRUE | TRUE | TRUE | TRUE | TRUE | TRUE | TRUE | TRUE | TRUE | TRUE | TRUE | TRUE | TRUE | TRUE | TRUE | TRUE | TRUE | TRUE | TRUE | TRUE | TRUE | TRUE | TRUE | TRUE | TRUE | FALSE | FALSE | FALSE | FALSE | FALSE | FALSE | FALSE | FALSE | FALSE | FALSE | FALSE | FALSE | FALSE | FALSE | FALSE | FALSE | FALSE | FALSE | FALSE | FALSE | FALSE | FALSE | FALSE | FALSE | FALSE | FALSE | FALSE | FALSE | FALSE | FALSE | FALSE | FALSE | FALSE | FALSE | FALSE | FALSE | FALSE | FALSE | FALSE | FALSE | FALSE | FALSE | FALSE | FALSE | FALSE | FALSE | FALSE | FALSE | FALSE | FALSE | FALSE | FALSE | FALSE | FALSE | FALSE | FALSE | FALSE | FALSE | FALSE | FALSE | FALSE | FALSE | FALSE | FALSE | FALSE | FALSE | FALSE | FALSE | FALSE | FALSE | FALSE | FALSE | FALSE | FALSE | FALSE | FALSE | FALSE | FALSE | FALSE | FALSE | FALSE | FALSE | FALSE | FALSE | FALSE | FALSE | FALSE | FALSE | FALSE | FALSE | FALSE | FALSE
Senior Debt Maturity Days (%) |  |  |  |  | 0% | 100% | 100% | 100% | 100% | 100% | 100% | 100% | 100% | 100% | 100% | 100% | 100% | 100% | 100% | 100% | 100% | 100% | 100% | 100% | 100% | 100% | 100% | 100% | 100% | 100% | 100% | 100% | 98.91% | 0% | 0% | 0% | 0% | 0% | 0% | 0% | 0% | 0% | 0% | 0% | 0% | 0% | 0% | 0% | 0% | 0% | 0% | 0% | 0% | 0% | 0% | 0% | 0% | 0% | 0% | 0% | 0% | 0% | 0% | 0% | 0% | 0% | 0% | 0% | 0% | 0% | 0% | 0% | 0% | 0% | 0% | 0% | 0% | 0% | 0% | 0% | 0% | 0% | 0% | 0% | 0% | 0% | 0% | 0% | 0% | 0% | 0% | 0% | 0% | 0% | 0% | 0% | 0% | 0% | 0% | 0% | 0% | 0% | 0% | 0% | 0% | 0% | 0% | 0% | 0% | 0% | 0% | 0% | 0% | 0% | 0% | 0% | 0% | 0% | 0% | 0% | 0% | 0% | 0% | 0% | 0%
Junior Debt Maturity | 7 |  |  |  | FALSE | TRUE | TRUE | TRUE | TRUE | TRUE | TRUE | TRUE | TRUE | TRUE | TRUE | TRUE | TRUE | TRUE | TRUE | FALSE | FALSE | FALSE | FALSE | FALSE | FALSE | FALSE | FALSE | FALSE | FALSE | FALSE | FALSE | FALSE | FALSE | FALSE | FALSE | FALSE | FALSE | FALSE | FALSE | FALSE | FALSE | FALSE | FALSE | FALSE | FALSE | FALSE | FALSE | FALSE | FALSE | FALSE | FALSE | FALSE | FALSE | FALSE | FALSE | FALSE | FALSE | FALSE | FALSE | FALSE | FALSE | FALSE | FALSE | FALSE | FALSE | FALSE | FALSE | FALSE | FALSE | FALSE | FALSE | FALSE | FALSE | FALSE | FALSE | FALSE | FALSE | FALSE | FALSE | FALSE | FALSE | FALSE | FALSE | FALSE | FALSE | FALSE | FALSE | FALSE | FALSE | FALSE | FALSE | FALSE | FALSE | FALSE | FALSE | FALSE | FALSE | FALSE | FALSE | FALSE | FALSE | FALSE | FALSE | FALSE | FALSE | FALSE | FALSE | FALSE | FALSE | FALSE | FALSE | FALSE | FALSE | FALSE | FALSE | FALSE | FALSE | FALSE | FALSE | FALSE | FALSE | FALSE | FALSE | FALSE | FALSE
Junior Debt Period |  |  |  |  | 152.8% | 50.28% | 51.11% | 50.28% | 51.11% | 50.56% | 51.11% | 50.28% | 51.11% | 50.28% | 51.11% | 50.28% | 51.11% | 50.56% | 51.11% | 50.28% | 51.11% | 50.28% | 51.11% | 50.28% | 51.11% | 50.56% | 51.11% | 50.28% | 51.11% | 50.28% | 51.11% | 50.28% | 51.11% | 50.56% | 51.11% | 50.28% | 51.11% | 50.28% | 51.11% | 50.28% | 51.11% | 50.56% | 51.11% | 50.28% | 51.11% | 50.28% | 51.11% | 50.28% | 51.11% | 50.56% | 51.11% | 50.28% | 51.11% | 50.28% | 51.11% | 50.28% | 51.11% | 50.56% | 51.11% | 50.28% | 51.11% | 50.28% | 51.11% | 50.28% | 51.11% | 50.56% | 51.11% | 50.28% | 51.11% | 50.28% | 51.11% | 50.28% | 51.11% | 50.56% | 51.11% | 50.28% | 51.11% | 50.28% | 51.11% | 50.28% | 51.11% | 50.56% | 51.11% | 50.28% | 51.11% | 50.28% | 51.11% | 50.28% | 51.11% | 50.56% | 51.11% | 50.28% | 51.11% | 50.28% | 51.11% | 50.28% | 51.11% | 50.56% | 51.11% | 50.28% | 51.11% | 50.28% | 51.11% | 50.28% | 51.11% | 50.56% | 51.11% | 50.28% | 51.11% | 50.28% | 51.11% | 50.28% | 51.11% | 50.56% | 51.11% | 50.28% | 51.11% | 50.28% | 51.11% | 50.28% | 51.11% | 50.56% | 51.11% | 50.28% | 51.11%
Junior Debt Maturity Days (%) |  |  |  |  | 0% | 100% | 100% | 100% | 100% | 100% | 100% | 100% | 100% | 100% | 100% | 100% | 100% | 100% | 98.91% | 0% | 0% | 0% | 0% | 0% | 0% | 0% | 0% | 0% | 0% | 0% | 0% | 0% | 0% | 0% | 0% | 0% | 0% | 0% | 0% | 0% | 0% | 0% | 0% | 0% | 0% | 0% | 0% | 0% | 0% | 0% | 0% | 0% | 0% | 0% | 0% | 0% | 0% | 0% | 0% | 0% | 0% | 0% | 0% | 0% | 0% | 0% | 0% | 0% | 0% | 0% | 0% | 0% | 0% | 0% | 0% | 0% | 0% | 0% | 0% | 0% | 0% | 0% | 0% | 0% | 0% | 0% | 0% | 0% | 0% | 0% | 0% | 0% | 0% | 0% | 0% | 0% | 0% | 0% | 0% | 0% | 0% | 0% | 0% | 0% | 0% | 0% | 0% | 0% | 0% | 0% | 0% | 0% | 0% | 0% | 0% | 0% | 0% | 0% | 0% | 0% | 0% | 0% | 0% | 0% | 0%
% merchant revenues |  |  |  |  | 1: 0%; 2: 0%; 3: 0%; 4: 0%; 5: 0%; 6: 0%; 7: 0%; 8: 0%; 9: 0%; 10: 0%; 11: 0%; 12: 0%; 13: 0%; 14: 0%; 15: 0%; 16: 0%; 17: 0%; 18: 0%; 19: 0%; 20: 0%; 21: 0%; 22: 0%; 23: 0%; 24: 0%; 25: 106.2%; 26: 106.2%; 27: 106.3%; 28: 106.3%; 29: 106.3%; 30: 106.3%; 31: 106.4%; 32: 106.4%; 33: 106.3%; 34: 106.3%; 35: 106.2%; 36: 106.2%; 37: 106.1%; 38: 106.1%; 39: 106%; 40: 106%; 41: 105.9%; 42: 105.9%; 43: 105.8%; 44: 105.8%; 45: 105.7%; 46: 105.7%; 47: 105.7%; 48: 105.7%; 49: 105.6%; 50: 105.6%; 51: 105.4%; 52: 105.4%; 53: 105.4%; 54: 105.4%; 55: 105.3%; 56: 105.3%; 57: 105.3%; 58: 105.3%; 59: 105.2%; 60: 105.2%
Equity Period |  |  |  |  | 150.7% | 49.59% | 50.41% | 49.59% | 50.41% | 49.86% | 50.41% | 49.59% | 50.41% | 49.59% | 50.41% | 49.59% | 50.41% | 49.86% | 50.41% | 49.59% | 50.41% | 49.59% | 50.41% | 49.59% | 50.41% | 49.86% | 50.41% | 49.59% | 50.41% | 49.59% | 50.41% | 49.59% | 50.41% | 49.86% | 50.41% | 49.59% | 50.41% | 49.59% | 50.41% | 49.59% | 50.41% | 49.86% | 50.41% | 49.59% | 50.41% | 49.59% | 50.41% | 49.59% | 50.41% | 49.86% | 50.41% | 49.59% | 50.41% | 49.59% | 50.41% | 49.59% | 50.41% | 49.86% | 50.41% | 49.59% | 50.41% | 49.59% | 50.41% | 49.59% | 50.41% | 49.86% | 50.41% | 49.59% | 50.41% | 49.59% | 50.41% | 49.59% | 50.41% | 49.86% | 50.41% | 49.59% | 50.41% | 49.59% | 50.41% | 49.59% | 50.41% | 49.86% | 50.41% | 49.59% | 50.41% | 49.59% | 50.41% | 49.59% | 50.41% | 49.86% | 50.41% | 49.59% | 50.41% | 49.59% | 50.41% | 49.59% | 50.41% | 49.86% | 50.41% | 49.59% | 50.41% | 49.59% | 50.41% | 49.59% | 50.41% | 49.86% | 50.41% | 49.59% | 50.41% | 49.59% | 50.41% | 49.59% | 50.41% | 49.86% | 50.41% | 49.59% | 50.41% | 49.59% | 50.41% | 49.59% | 50.41% | 49.86% | 50.41% | 49.59% | 50.41%
Debt Sizing
Free Cash Flow for Banks |  |  |  |  | 0 | 2539.6337 | 2581.727 | 2573.6301 | 2616.2869 | 2573.8969 | 2602.1815 | 2603.1732 | 2646.3197 | 2633.9749 | 2677.632 | 2627.9016 | 2671.4579 | 2691.7722 | 2721.3522 | 2745.1896 | 2790.69 | 2810.5474 | 2857.1311 | 2874.1337 | 2921.7713 | 2923.0465 | 2955.1679 | 2981.3591 | 3030.7739 | 4061.1818 | 4128.4942 | 3996.774 | 4063.0189 | 3934.3934 | 3977.6285 | 3747.6088 | 3809.7239 | 3619.9149 | 3679.9135 | 3720.058 | 3781.7165 | 3828.2668 | 3870.3357 | 3918.5397 | 3983.4878 | 3977.4859 | 4043.4111 | 4078.0839 | 3489.4209 | 4174.3321 | 3445.8309 | 4208.7184 | 3433.2231 | 4255.9703 | 3407.206 | 4300.0447 | 3374.1803 | 4351.712 | 3322.3986 | 4396.9322 | 3298.0084 | 4447.2643 | 3252.1327 | 4463.4203 | 3177.6748 | 0 | 0 | 0 | 0 | 0 | 0 | 0 | 0 | 0 | 0 | 0 | 0 | 0 | 0 | 0 | 0 | 0 | 0 | 0 | 0 | 0 | 0 | 0 | 0 | 0 | 0 | 0 | 0 | 0 | 0 | 0 | 0 | 0 | 0 | 0 | 0 | 0 | 0 | 0 | 0 | 0 | 0 | 0 | 0 | 0 | 0 | 0 | 0 | 0 | 0 | 0 | 0 | 0 | 0 | 0 | 0 | 0 | 0 | 0 | 0
DSCR | 1.2 | 1.4 |  |  | 1.2 | 1.2 | 1.2 | 1.2 | 1.2 | 1.2 | 1.2 | 1.2 | 1.2 | 1.2 | 1.2 | 1.2 | 1.2 | 1.2 | 1.2 | 1.2 | 1.2 | 1.2 | 1.2 | 1.2 | 1.2 | 1.2 | 1.2 | 1.2 | 1.2 | 1.4124 | 1.4124 | 1.4126 | 1.4126 | 1.4127 | 1.4127 | 1.4127 | 1.4127 | 1.4125 | 1.4125 | 1.4123 | 1.4123 | 1.4122 | 1.4122 | 1.412 | 1.412 | 1.4119 | 1.4119 | 1.4117 | 1.4117 | 1.4115 | 1.4115 | 1.4113 | 1.4113 | 1.4111 | 1.4111 | 1.4109 | 1.4109 | 1.4107 | 1.4107 | 1.4106 | 1.4106 | 1.4105 | 1.4105 | 1.4105 | 1.4105 | 1.2 | 1.2 | 1.2 | 1.2 | 1.2 | 1.2 | 1.2 | 1.2 | 1.2 | 1.2 | 1.2 | 1.2 | 1.2 | 1.2 | 1.2 | 1.2 | 1.2 | 1.2 | 1.2 | 1.2 | 1.2 | 1.2 | 1.2 | 1.2 | 1.2 | 1.2 | 1.2 | 1.2 | 1.2 | 1.2 | 1.2 | 1.2 | 1.2 | 1.2 | 1.2 | 1.2 | 1.2 | 1.2 | 1.2 | 1.2 | 1.2 | 1.2 | 1.2 | 1.2 | 1.2 | 1.2 | 1.2 | 1.2 | 1.2 | 1.2 | 1.2 | 1.2 | 1.2 | 1.2 | 1.2 | 1.2 | 1.2 | 1.2 | 1.2 | 1.2
CF for Senior Debt Repayment | TRUE |  |  |  | 0 | 2116.3614 | 2151.4392 | 2144.6917 | 2180.2391 | 2144.9141 | 2168.4845 | 2169.311 | 2205.2664 | 2194.9791 | 2231.36 | 2189.918 | 2226.2149 | 2243.1435 | 2267.7935 | 2287.658 | 2325.575 | 2342.1228 | 2380.9426 | 2395.1114 | 2434.8094 | 2435.8721 | 2462.6399 | 2484.4659 | 2525.6449 | 2875.303 | 2922.96 | 2829.3325 | 2844.7933 | 0 | 0 | 0 | 0 | 0 | 0 | 0 | 0 | 0 | 0 | 0 | 0 | 0 | 0 | 0 | 0 | 0 | 0 | 0 | 0 | 0 | 0 | 0 | 0 | 0 | 0 | 0 | 0 | 0 | 0 | 0 | 0 | 0 | 0 | 0 | 0 | 0 | 0 | 0 | 0 | 0 | 0 | 0 | 0 | 0 | 0 | 0 | 0 | 0 | 0 | 0 | 0 | 0 | 0 | 0 | 0 | 0 | 0 | 0 | 0 | 0 | 0 | 0 | 0 | 0 | 0 | 0 | 0 | 0 | 0 | 0 | 0 | 0 | 0 | 0 | 0 | 0 | 0 | 0 | 0 | 0 | 0 | 0 | 0 | 0 | 0 | 0 | 0 | 0 | 0 | 0 | 0
J-DSCR | bar: 0 to 120
CF for Junior Debt Repayment | FALSE |  |  |  | 0 | 0 | 0 | 0 | 0 | 0 | 0 | 0 | 0 | 0 | 0 | 0 | 0 | 0 | 0 | 0 | 0 | 0 | 0 | 0 | 0 | 0 | 0 | 0 | 0 | 0 | 0 | 0 | 0 | 0 | 0 | 0 | 0 | 0 | 0 | 0 | 0 | 0 | 0 | 0 | 0 | 0 | 0 | 0 | 0 | 0 | 0 | 0 | 0 | 0 | 0 | 0 | 0 | 0 | 0 | 0 | 0 | 0 | 0 | 0 | 0 | 0 | 0 | 0 | 0 | 0 | 0 | 0 | 0 | 0 | 0 | 0 | 0 | 0 | 0 | 0 | 0 | 0 | 0 | 0 | 0 | 0 | 0 | 0 | 0 | 0 | 0 | 0 | 0 | 0 | 0 | 0 | 0 | 0 | 0 | 0 | 0 | 0 | 0 | 0 | 0 | 0 | 0 | 0 | 0 | 0 | 0 | 0 | 0 | 0 | 0 | 0 | 0 | 0 | 0 | 0 | 0 | 0 | 0 | 0 | 0
VAT Facility
FCF for VAT Facility | 13% | 100% |  |  | 0 | 399.1229 | 405.7382 | 404.5145 | 411.2191 | 405.7478 | 410.2065 | 410.3882 | 417.1902 | 415.321 | 422.2047 | 416.003 | 422.8981 | 425.9589 | 430.6398 | 434.2286 | 441.4257 | 444.3556 | 451.7206 | 454.2248 | 461.7534 | 462.3879 | 467.4691 | 471.413 | 479.2265 | 794.1616 | 807.3245 | 792.2976 | 805.4296 | 804.9389 | 813.7844 | 807.5981 | 820.9837 | 834.8967 | 848.7348 | 856.173 | 870.3638 | 879.4615 | 889.1259 | 898.5402 | 913.4331 | 914.4872 | 929.6444 | 935.9434 | 951.4563 | 965.0287 | 975.6334 | 981.4695 | 997.737 | 1000.845 | 1017.4335 | 1022.8308 | 1039.7838 | 1044.5281 | 1056.0064 | 1055.6554 | 1073.1524 | 1068.4281 | 1086.1368 | 1074.0224 | 1091.8239 | 0 | 0 | 0 | 0 | 0 | 0 | 0 | 0 | 0 | 0 | 0 | 0 | 0 | 0 | 0 | 0 | 0 | 0 | 0 | 0 | 0 | 0 | 0 | 0 | 0 | 0 | 0 | 0 | 0 | 0 | 0 | 0 | 0 | 0 | 0 | 0 | 0 | 0 | 0 | 0 | 0 | 0 | 0 | 0 | 0 | 0 | 0 | 0 | 0 | 0 | 0 | 0 | 0 | 0 | 0 | 0 | 0 | 0 | 0 | 0
Beginning |  |  |  |  | 0 | 0 | 0 | 0 | 0 | 0 | 0 | 0 | 0 | 0 | 0 | 0 | 0 | 0 | 0 | 0 | 0 | 0 | 0 | 0 | 0 | 0 | 0 | 0 | 0 | 0 | 0 | 0 | 0 | 0 | 0 | 0 | 0 | 0 | 0 | 0 | 0 | 0 | 0 | 0 | 0 | 0 | 0 | 0 | 0 | 0 | 0 | 0 | 0 | 0 | 0 | 0 | 0 | 0 | 0 | 0 | 0 | 0 | 0 | 0 | 0 | 0 | 0 | 0 | 0 | 0 | 0 | 0 | 0 | 0 | 0 | 0 | 0 | 0 | 0 | 0 | 0 | 0 | 0 | 0 | 0 | 0 | 0 | 0 | 0 | 0 | 0 | 0 | 0 | 0 | 0 | 0 | 0 | 0 | 0 | 0 | 0 | 0 | 0 | 0 | 0 | 0 | 0 | 0 | 0 | 0 | 0 | 0 | 0 | 0 | 0 | 0 | 0 | 0 | 0 | 0 | 0 | 0 | 0 | 0 | 0
Funding | 0 |  | 0 |  | 0 | 0 | 0 | 0 | 0 | 0 | 0 | 0 | 0 | 0 | 0 | 0 | 0 | 0 | 0 | 0 | 0 | 0 | 0 | 0 | 0 | 0 | 0 | 0 | 0 | 0 | 0 | 0 | 0 | 0 | 0 | 0 | 0 | 0 | 0 | 0 | 0 | 0 | 0 | 0 | 0 | 0 | 0 | 0 | 0 | 0 | 0 | 0 | 0 | 0 | 0 | 0 | 0 | 0 | 0 | 0 | 0 | 0 | 0 | 0 | 0 | 0 | 0 | 0 | 0 | 0 | 0 | 0 | 0 | 0 | 0 | 0 | 0 | 0 | 0 | 0 | 0 | 0 | 0 | 0 | 0 | 0 | 0 | 0 | 0 | 0 | 0 | 0 | 0 | 0 | 0 | 0 | 0 | 0 | 0 | 0 | 0 | 0 | 0 | 0 | 0 | 0 | 0 | 0 | 0 | 0 | 0 | 0 | 0 | 0 | 0 | 0 | 0 | 0 | 0 | 0 | 0 | 0 | 0 | 0 | 0
Principal |  |  | 0 |  | 0 | 0 | 0 | 0 | 0 | 0 | 0 | 0 | 0 | 0 | 0 | 0 | 0 | 0 | 0 | 0 | 0 | 0 | 0 | 0 | 0 | 0 | 0 | 0 | 0 | 0 | 0 | 0 | 0 | 0 | 0 | 0 | 0 | 0 | 0 | 0 | 0 | 0 | 0 | 0 | 0 | 0 | 0 | 0 | 0 | 0 | 0 | 0 | 0 | 0 | 0 | 0 | 0 | 0 | 0 | 0 | 0 | 0 | 0 | 0 | 0 | 0 | 0 | 0 | 0 | 0 | 0 | 0 | 0 | 0 | 0 | 0 | 0 | 0 | 0 | 0 | 0 | 0 | 0 | 0 | 0 | 0 | 0 | 0 | 0 | 0 | 0 | 0 | 0 | 0 | 0 | 0 | 0 | 0 | 0 | 0 | 0 | 0 | 0 | 0 | 0 | 0 | 0 | 0 | 0 | 0 | 0 | 0 | 0 | 0 | 0 | 0 | 0 | 0 | 0 | 0 | 0 | 0 | 0 | 0 | 0
Interests | 5.75% |  |  |  | 0 | 0 | 0 | 0 | 0 | 0 | 0 | 0 | 0 | 0 | 0 | 0 | 0 | 0 | 0 | 0 | 0 | 0 | 0 | 0 | 0 | 0 | 0 | 0 | 0 | 0 | 0 | 0 | 0 | 0 | 0 | 0 | 0 | 0 | 0 | 0 | 0 | 0 | 0 | 0 | 0 | 0 | 0 | 0 | 0 | 0 | 0 | 0 | 0 | 0 | 0 | 0 | 0 | 0 | 0 | 0 | 0 | 0 | 0 | 0 | 0 | 0 | 0 | 0 | 0 | 0 | 0 | 0 | 0 | 0 | 0 | 0 | 0 | 0 | 0 | 0 | 0 | 0 | 0 | 0 | 0 | 0 | 0 | 0 | 0 | 0 | 0 | 0 | 0 | 0 | 0 | 0 | 0 | 0 | 0 | 0 | 0 | 0 | 0 | 0 | 0 | 0 | 0 | 0 | 0 | 0 | 0 | 0 | 0 | 0 | 0 | 0 | 0 | 0 | 0 | 0 | 0 | 0 | 0 | 0 | 0
End |  |  |  |  | 0 | 0 | 0 | 0 | 0 | 0 | 0 | 0 | 0 | 0 | 0 | 0 | 0 | 0 | 0 | 0 | 0 | 0 | 0 | 0 | 0 | 0 | 0 | 0 | 0 | 0 | 0 | 0 | 0 | 0 | 0 | 0 | 0 | 0 | 0 | 0 | 0 | 0 | 0 | 0 | 0 | 0 | 0 | 0 | 0 | 0 | 0 | 0 | 0 | 0 | 0 | 0 | 0 | 0 | 0 | 0 | 0 | 0 | 0 | 0 | 0 | 0 | 0 | 0 | 0 | 0 | 0 | 0 | 0 | 0 | 0 | 0 | 0 | 0 | 0 | 0 | 0 | 0 | 0 | 0 | 0 | 0 | 0 | 0 | 0 | 0 | 0 | 0 | 0 | 0 | 0 | 0 | 0 | 0 | 0 | 0 | 0 | 0 | 0 | 0 | 0 | 0 | 0 | 0 | 0 | 0 | 0 | 0 | 0 | 0 | 0 | 0 | 0 | 0 | 0 | 0 | 0 | 0 | 0 | 0 | 0
VAT Facility Service |  |  |  |  | 0 | 0 | 0 | 0 | 0 | 0 | 0 | 0 | 0 | 0 | 0 | 0 | 0 | 0 | 0 | 0 | 0 | 0 | 0 | 0 | 0 | 0 | 0 | 0 | 0 | 0 | 0 | 0 | 0 | 0 | 0 | 0 | 0 | 0 | 0 | 0 | 0 | 0 | 0 | 0 | 0 | 0 | 0 | 0 | 0 | 0 | 0 | 0 | 0 | 0 | 0 | 0 | 0 | 0 | 0 | 0 | 0 | 0 | 0 | 0 | 0 | 0 | 0 | 0 | 0 | 0 | 0 | 0 | 0 | 0 | 0 | 0 | 0 | 0 | 0 | 0 | 0 | 0 | 0 | 0 | 0 | 0 | 0 | 0 | 0 | 0 | 0 | 0 | 0 | 0 | 0 | 0 | 0 | 0 | 0 | 0 | 0 | 0 | 0 | 0 | 0 | 0 | 0 | 0 | 0 | 0 | 0 | 0 | 0 | 0 | 0 | 0 | 0 | 0 | 0 | 0 | 0 | 0 | 0 | 0 | 0
Balance |  |  |  | 0
Senior Debt
Floating Base Rate | 0% | 20% |  |  | 0% | -0.4368% | -0.4368% | -0.3468% | -0.3468% | -0.2772% | -0.2772% | -0.2136% | -0.2136% | -0.138% | -0.138% | -0.048% | -0.048% | 0.042% | 0.042% | 0.1212% | 0.1212% | 0.18% | 0.18% | 0.2148% | 0.2148% | 0.2292% | 0.2292% | 0.2292% | 0.2292% | 0.2148% | 0.2148% | 0.1944% | 0.1944% | 0% | 0% | 0% | 0% | 0% | 0% | 0% | 0% | 0% | 0% | 0% | 0% | 0% | 0% | 0% | 0% | 0% | 0% | 0% | 0% | 0% | 0% | 0% | 0% | 0% | 0% | 0% | 0% | 0% | 0% | 0% | 0% | 0% | 0% | 0% | 0% | 0% | 0% | 0% | 0% | 0% | 0% | 0% | 0% | 0% | 0% | 0% | 0% | 0% | 0% | 0% | 0% | 0% | 0% | 0% | 0% | 0% | 0% | 0% | 0% | 0% | 0% | 0% | 0% | 0% | 0% | 0% | 0% | 0% | 0% | 0% | 0% | 0% | 0% | 0% | 0% | 0% | 0% | 0% | 0% | 0% | 0% | 0% | 0% | 0% | 0% | 0% | 0% | 0% | 0% | 0% | 0%
Fixed Base Rate | 100% | 3.3% |  |  | 0% | 3.3% | 3.3% | 3.3% | 3.3% | 3.3% | 3.3% | 3.3% | 3.3% | 3.3% | 3.3% | 3.3% | 3.3% | 3.3% | 3.3% | 3.3% | 3.3% | 3.3% | 3.3% | 3.3% | 3.3% | 3.3% | 3.3% | 3.3% | 3.3% | 3.3% | 3.3% | 3.3% | 3.3% | 0% | 0% | 0% | 0% | 0% | 0% | 0% | 0% | 0% | 0% | 0% | 0% | 0% | 0% | 0% | 0% | 0% | 0% | 0% | 0% | 0% | 0% | 0% | 0% | 0% | 0% | 0% | 0% | 0% | 0% | 0% | 0% | 0% | 0% | 0% | 0% | 0% | 0% | 0% | 0% | 0% | 0% | 0% | 0% | 0% | 0% | 0% | 0% | 0% | 0% | 0% | 0% | 0% | 0% | 0% | 0% | 0% | 0% | 0% | 0% | 0% | 0% | 0% | 0% | 0% | 0% | 0% | 0% | 0% | 0% | 0% | 0% | 0% | 0% | 0% | 0% | 0% | 0% | 0% | 0% | 0% | 0% | 0% | 0% | 0% | 0% | 0% | 0% | 0% | 0% | 0% | 0%
Blended Base Rate |  |  |  |  | 0% | 3.3% | 3.3% | 3.3% | 3.3% | 3.3% | 3.3% | 3.3% | 3.3% | 3.3% | 3.3% | 3.3% | 3.3% | 3.3% | 3.3% | 3.3% | 3.3% | 3.3% | 3.3% | 3.3% | 3.3% | 3.3% | 3.3% | 3.3% | 3.3% | 3.3% | 3.3% | 3.3% | 3.3% | 0% | 0% | 0% | 0% | 0% | 0% | 0% | 0% | 0% | 0% | 0% | 0% | 0% | 0% | 0% | 0% | 0% | 0% | 0% | 0% | 0% | 0% | 0% | 0% | 0% | 0% | 0% | 0% | 0% | 0% | 0% | 0% | 0% | 0% | 0% | 0% | 0% | 0% | 0% | 0% | 0% | 0% | 0% | 0% | 0% | 0% | 0% | 0% | 0% | 0% | 0% | 0% | 0% | 0% | 0% | 0% | 0% | 0% | 0% | 0% | 0% | 0% | 0% | 0% | 0% | 0% | 0% | 0% | 0% | 0% | 0% | 0% | 0% | 0% | 0% | 0% | 0% | 0% | 0% | 0% | 0% | 0% | 0% | 0% | 0% | 0% | 0% | 0% | 0% | 0% | 0% | 0%
Margin |  |  |  |  | 0% | 2.65% | 2.65% | 2.65% | 2.65% | 2.65% | 2.65% | 2.65% | 2.65% | 2.65% | 2.65% | 2.65% | 2.65% | 2.65% | 2.65% | 2.65% | 2.65% | 2.65% | 2.65% | 2.65% | 2.65% | 2.65% | 2.65% | 2.65% | 2.65% | 2.65% | 2.65% | 2.65% | 2.65% | 0% | 0% | 0% | 0% | 0% | 0% | 0% | 0% | 0% | 0% | 0% | 0% | 0% | 0% | 0% | 0% | 0% | 0% | 0% | 0% | 0% | 0% | 0% | 0% | 0% | 0% | 0% | 0% | 0% | 0% | 0% | 0% | 0% | 0% | 0% | 0% | 0% | 0% | 0% | 0% | 0% | 0% | 0% | 0% | 0% | 0% | 0% | 0% | 0% | 0% | 0% | 0% | 0% | 0% | 0% | 0% | 0% | 0% | 0% | 0% | 0% | 0% | 0% | 0% | 0% | 0% | 0% | 0% | 0% | 0% | 0% | 0% | 0% | 0% | 0% | 0% | 0% | 0% | 0% | 0% | 0% | 0% | 0% | 0% | 0% | 0% | 0% | 0% | 0% | 0% | 0% | 0%
All-In Rate |  |  | 5.95% |  | 0% | 5.95% | 5.95% | 5.95% | 5.95% | 5.95% | 5.95% | 5.95% | 5.95% | 5.95% | 5.95% | 5.95% | 5.95% | 5.95% | 5.95% | 5.95% | 5.95% | 5.95% | 5.95% | 5.95% | 5.95% | 5.95% | 5.95% | 5.95% | 5.95% | 5.95% | 5.95% | 5.95% | 5.95% | 0% | 0% | 0% | 0% | 0% | 0% | 0% | 0% | 0% | 0% | 0% | 0% | 0% | 0% | 0% | 0% | 0% | 0% | 0% | 0% | 0% | 0% | 0% | 0% | 0% | 0% | 0% | 0% | 0% | 0% | 0% | 0% | 0% | 0% | 0% | 0% | 0% | 0% | 0% | 0% | 0% | 0% | 0% | 0% | 0% | 0% | 0% | 0% | 0% | 0% | 0% | 0% | 0% | 0% | 0% | 0% | 0% | 0% | 0% | 0% | 0% | 0% | 0% | 0% | 0% | 0% | 0% | 0% | 0% | 0% | 0% | 0% | 0% | 0% | 0% | 0% | 0% | 0% | 0% | 0% | 0% | 0% | 0% | 0% | 0% | 0% | 0% | 0% | 0% | 0% | 0% | 0%
Available CF |  |  |  |  | 0 | 2116.3614 | 2151.4392 | 2144.6917 | 2180.2391 | 2144.9141 | 2168.4845 | 2169.311 | 2205.2664 | 2194.9791 | 2231.36 | 2189.918 | 2226.2149 | 2243.1435 | 2267.7935 | 2287.658 | 2325.575 | 2342.1228 | 2380.9426 | 2395.1114 | 2434.8094 | 2435.8721 | 2462.6399 | 2484.4659 | 2525.6449 | 2875.303 | 2922.96 | 2829.3325 | 2844.7933 | 0 | 0 | 0 | 0 | 0 | 0 | 0 | 0 | 0 | 0 | 0 | 0 | 0 | 0 | 0 | 0 | 0 | 0 | 0 | 0 | 0 | 0 | 0 | 0 | 0 | 0 | 0 | 0 | 0 | 0 | 0 | 0 | 0 | 0 | 0 | 0 | 0 | 0 | 0 | 0 | 0 | 0 | 0 | 0 | 0 | 0 | 0 | 0 | 0 | 0 | 0 | 0 | 0 | 0 | 0 | 0 | 0 | 0 | 0 | 0 | 0 | 0 | 0 | 0 | 0 | 0 | 0 | 0 | 0 | 0 | 0 | 0 | 0 | 0 | 0 | 0 | 0 | 0 | 0 | 0 | 0 | 0 | 0 | 0 | 0 | 0 | 0 | 0 | 0 | 0 | 0 | 0
Max Senior Debt |  |  | 43358.5306 |  | 43358.5306 | 43358.5306 | 42539.2517 | 41681.4784 | 40783.6996 | 39843.7382 | 38897.3459 | 37911.7728 | 36876.6031 | 35792.7951 | 34668.5674 | 33491.5171 | 32303.5072 | 31059.6777 | 29750.8266 | 28387.7888 | 26949.3594 | 25443.3443 | 23862.3662 | 22207.1047 | 20476.325 | 18664.2234 | 16789.7815 | 14837.7376 | 12797.1467 | 10660.6772 | 8104.2913 | 5427.7918 | 2760.8333 | 0 | 0 | 0 | 0 | 0 | 0 | 0 | 0 | 0 | 0 | 0 | 0 | 0 | 0 | 0 | 0 | 0 | 0 | 0 | 0 | 0 | 0 | 0 | 0 | 0 | 0 | 0 | 0 | 0 | 0 | 0 | 0 | 0 | 0 | 0 | 0 | 0 | 0 | 0 | 0 | 0 | 0 | 0 | 0 | 0 | 0 | 0 | 0 | 0 | 0 | 0 | 0 | 0 | 0 | 0 | 0 | 0 | 0 | 0 | 0 | 0 | 0 | 0 | 0 | 0 | 0 | 0 | 0 | 0 | 0 | 0 | 0 | 0 | 0 | 0 | 0 | 0 | 0 | 0 | 0 | 0 | 0 | 0 | 0 | 0 | 0 | 0 | 0 | 0 | 0 | 0 | 0
Senior Debt Service
Beginning |  |  |  |  | 0 | 43358.5306 | 42539.2517 | 41681.4784 | 40783.6996 | 39843.7382 | 38897.3459 | 37911.7728 | 36876.6031 | 35792.7951 | 34668.5674 | 33491.5171 | 32303.5072 | 31059.6777 | 29750.8266 | 28387.7888 | 26949.3594 | 25443.3443 | 23862.3662 | 22207.1047 | 20476.325 | 18664.2234 | 16789.7815 | 14837.7376 | 12797.1467 | 10660.6772 | 8104.2913 | 5427.7918 | 2760.8333 | 0 | 0 | 0 | 0 | 0 | 0 | 0 | 0 | 0 | 0 | 0 | 0 | 0 | 0 | 0 | 0 | 0 | 0 | 0 | 0 | 0 | 0 | 0 | 0 | 0 | 0 | 0 | 0 | 0 | 0 | 0 | 0 | 0 | 0 | 0 | 0 | 0 | 0 | 0 | 0 | 0 | 0 | 0 | 0 | 0 | 0 | 0 | 0 | 0 | 0 | 0 | 0 | 0 | 0 | 0 | 0 | 0 | 0 | 0 | 0 | 0 | 0 | 0 | 0 | 0 | 0 | 0 | 0 | 0 | 0 | 0 | 0 | 0 | 0 | 0 | 0 | 0 | 0 | 0 | 0 | 0 | 0 | 0 | 0 | 0 | 0 | 0 | 0 | 0 | 0 | 0 | 0
Funding |  |  | 43358.5306 |  | 43358.5306 | 0 | 0 | 0 | 0 | 0 | 0 | 0 | 0 | 0 | 0 | 0 | 0 | 0 | 0 | 0 | 0 | 0 | 0 | 0 | 0 | 0 | 0 | 0 | 0 | 0 | 0 | 0 | 0 | 0 | 0 | 0 | 0 | 0 | 0 | 0 | 0 | 0 | 0 | 0 | 0 | 0 | 0 | 0 | 0 | 0 | 0 | 0 | 0 | 0 | 0 | 0 | 0 | 0 | 0 | 0 | 0 | 0 | 0 | 0 | 0 | 0 | 0 | 0 | 0 | 0 | 0 | 0 | 0 | 0 | 0 | 0 | 0 | 0 | 0 | 0 | 0 | 0 | 0 | 0 | 0 | 0 | 0 | 0 | 0 | 0 | 0 | 0 | 0 | 0 | 0 | 0 | 0 | 0 | 0 | 0 | 0 | 0 | 0 | 0 | 0 | 0 | 0 | 0 | 0 | 0 | 0 | 0 | 0 | 0 | 0 | 0 | 0 | 0 | 0 | 0 | 0 | 0 | 0 | 0 | 0
Principal |  |  | 43358.5306 |  | 0 | 819.2789 | 857.7733 | 897.7787 | 939.9615 | 946.3923 | 985.573 | 1035.1698 | 1083.8079 | 1124.2277 | 1177.0503 | 1188.0099 | 1243.8294 | 1308.8512 | 1363.0378 | 1438.4295 | 1506.0151 | 1580.9781 | 1655.2615 | 1730.7797 | 1812.1016 | 1874.4419 | 1952.044 | 2040.5909 | 2136.4695 | 2556.3859 | 2676.4995 | 2666.9586 | 2760.8333 | 0 | 0 | 0 | 0 | 0 | 0 | 0 | 0 | 0 | 0 | 0 | 0 | 0 | 0 | 0 | 0 | 0 | 0 | 0 | 0 | 0 | 0 | 0 | 0 | 0 | 0 | 0 | 0 | 0 | 0 | 0 | 0 | 0 | 0 | 0 | 0 | 0 | 0 | 0 | 0 | 0 | 0 | 0 | 0 | 0 | 0 | 0 | 0 | 0 | 0 | 0 | 0 | 0 | 0 | 0 | 0 | 0 | 0 | 0 | 0 | 0 | 0 | 0 | 0 | 0 | 0 | 0 | 0 | 0 | 0 | 0 | 0 | 0 | 0 | 0 | 0 | 0 | 0 | 0 | 0 | 0 | 0 | 0 | 0 | 0 | 0 | 0 | 0 | 0 | 0 | 0 | 0
Net Interests |  |  | 22822.8167 |  | 0 | 1297.0825 | 1293.6659 | 1246.913 | 1240.2776 | 1198.5218 | 1182.9115 | 1134.1412 | 1121.4585 | 1070.7514 | 1054.3097 | 1001.908 | 982.3855 | 934.2924 | 904.7557 | 849.2286 | 819.56 | 761.1447 | 725.6811 | 664.3317 | 622.7078 | 561.4302 | 510.5959 | 443.875 | 389.1754 | 318.9171 | 246.4605 | 162.3739 | 83.96 | 0 | 0 | 0 | 0 | 0 | 0 | 0 | 0 | 0 | 0 | 0 | 0 | 0 | 0 | 0 | 0 | 0 | 0 | 0 | 0 | 0 | 0 | 0 | 0 | 0 | 0 | 0 | 0 | 0 | 0 | 0 | 0 | 0 | 0 | 0 | 0 | 0 | 0 | 0 | 0 | 0 | 0 | 0 | 0 | 0 | 0 | 0 | 0 | 0 | 0 | 0 | 0 | 0 | 0 | 0 | 0 | 0 | 0 | 0 | 0 | 0 | 0 | 0 | 0 | 0 | 0 | 0 | 0 | 0 | 0 | 0 | 0 | 0 | 0 | 0 | 0 | 0 | 0 | 0 | 0 | 0 | 0 | 0 | 0 | 0 | 0 | 0 | 0 | 0 | 0 | 0 | 0
Withholding Tax | 0% |  | 0 |  | 0 | 0 | 0 | 0 | 0 | 0 | 0 | 0 | 0 | 0 | 0 | 0 | 0 | 0 | 0 | 0 | 0 | 0 | 0 | 0 | 0 | 0 | 0 | 0 | 0 | 0 | 0 | 0 | 0 | 0 | 0 | 0 | 0 | 0 | 0 | 0 | 0 | 0 | 0 | 0 | 0 | 0 | 0 | 0 | 0 | 0 | 0 | 0 | 0 | 0 | 0 | 0 | 0 | 0 | 0 | 0 | 0 | 0 | 0 | 0 | 0 | 0 | 0 | 0 | 0 | 0 | 0 | 0 | 0 | 0 | 0 | 0 | 0 | 0 | 0 | 0 | 0 | 0 | 0 | 0 | 0 | 0 | 0 | 0 | 0 | 0 | 0 | 0 | 0 | 0 | 0 | 0 | 0 | 0 | 0 | 0 | 0 | 0 | 0 | 0 | 0 | 0 | 0 | 0 | 0 | 0 | 0 | 0 | 0 | 0 | 0 | 0 | 0 | 0 | 0 | 0 | 0 | 0 | 0 | 0 | 0
Gross Interests |  |  | 22822.8167 |  | 0 | 1297.0825 | 1293.6659 | 1246.913 | 1240.2776 | 1198.5218 | 1182.9115 | 1134.1412 | 1121.4585 | 1070.7514 | 1054.3097 | 1001.908 | 982.3855 | 934.2924 | 904.7557 | 849.2286 | 819.56 | 761.1447 | 725.6811 | 664.3317 | 622.7078 | 561.4302 | 510.5959 | 443.875 | 389.1754 | 318.9171 | 246.4605 | 162.3739 | 83.96 | 0 | 0 | 0 | 0 | 0 | 0 | 0 | 0 | 0 | 0 | 0 | 0 | 0 | 0 | 0 | 0 | 0 | 0 | 0 | 0 | 0 | 0 | 0 | 0 | 0 | 0 | 0 | 0 | 0 | 0 | 0 | 0 | 0 | 0 | 0 | 0 | 0 | 0 | 0 | 0 | 0 | 0 | 0 | 0 | 0 | 0 | 0 | 0 | 0 | 0 | 0 | 0 | 0 | 0 | 0 | 0 | 0 | 0 | 0 | 0 | 0 | 0 | 0 | 0 | 0 | 0 | 0 | 0 | 0 | 0 | 0 | 0 | 0 | 0 | 0 | 0 | 0 | 0 | 0 | 0 | 0 | 0 | 0 | 0 | 0 | 0 | 0 | 0 | 0 | 0 | 0 | 0
End |  |  |  |  | 43358.5306 | 42539.2517 | 41681.4784 | 40783.6996 | 39843.7382 | 38897.3459 | 37911.7728 | 36876.6031 | 35792.7951 | 34668.5674 | 33491.5171 | 32303.5072 | 31059.6777 | 29750.8266 | 28387.7888 | 26949.3594 | 25443.3443 | 23862.3662 | 22207.1047 | 20476.325 | 18664.2234 | 16789.7815 | 14837.7376 | 12797.1467 | 10660.6772 | 8104.2913 | 5427.7918 | 2760.8333 | 0 | 0 | 0 | 0 | 0 | 0 | 0 | 0 | 0 | 0 | 0 | 0 | 0 | 0 | 0 | 0 | 0 | 0 | 0 | 0 | 0 | 0 | 0 | 0 | 0 | 0 | 0 | 0 | 0 | 0 | 0 | 0 | 0 | 0 | 0 | 0 | 0 | 0 | 0 | 0 | 0 | 0 | 0 | 0 | 0 | 0 | 0 | 0 | 0 | 0 | 0 | 0 | 0 | 0 | 0 | 0 | 0 | 0 | 0 | 0 | 0 | 0 | 0 | 0 | 0 | 0 | 0 | 0 | 0 | 0 | 0 | 0 | 0 | 0 | 0 | 0 | 0 | 0 | 0 | 0 | 0 | 0 | 0 | 0 | 0 | 0 | 0 | 0 | 0 | 0 | 0 | 0 | 0
Senior Debt Service |  |  |  |  | 0 | 2116.3614 | 2151.4392 | 2144.6917 | 2180.2391 | 2144.9141 | 2168.4845 | 2169.311 | 2205.2664 | 2194.9791 | 2231.36 | 2189.918 | 2226.2149 | 2243.1435 | 2267.7935 | 2287.658 | 2325.575 | 2342.1228 | 2380.9426 | 2395.1114 | 2434.8094 | 2435.8721 | 2462.6399 | 2484.4659 | 2525.6449 | 2875.303 | 2922.96 | 2829.3325 | 2844.7933 | 0 | 0 | 0 | 0 | 0 | 0 | 0 | 0 | 0 | 0 | 0 | 0 | 0 | 0 | 0 | 0 | 0 | 0 | 0 | 0 | 0 | 0 | 0 | 0 | 0 | 0 | 0 | 0 | 0 | 0 | 0 | 0 | 0 | 0 | 0 | 0 | 0 | 0 | 0 | 0 | 0 | 0 | 0 | 0 | 0 | 0 | 0 | 0 | 0 | 0 | 0 | 0 | 0 | 0 | 0 | 0 | 0 | 0 | 0 | 0 | 0 | 0 | 0 | 0 | 0 | 0 | 0 | 0 | 0 | 0 | 0 | 0 | 0 | 0 | 0 | 0 | 0 | 0 | 0 | 0 | 0 | 0 | 0 | 0 | 0 | 0 | 0 | 0 | 0 | 0 | 0 | 0
Balance |  |  |  | 0
Facility Bank 1 | 100%
Beginning |  |  |  |  | 0 | 43358.5306 | 42539.2517 | 41681.4784 | 40783.6996 | 39843.7382 | 38897.3459 | 37911.7728 | 36876.6031 | 35792.7951 | 34668.5674 | 33491.5171 | 32303.5072 | 31059.6777 | 29750.8266 | 28387.7888 | 26949.3594 | 25443.3443 | 23862.3662 | 22207.1047 | 20476.325 | 18664.2234 | 16789.7815 | 14837.7376 | 12797.1467 | 10660.6772 | 8104.2913 | 5427.7918 | 2760.8333 | 0 | 0 | 0 | 0 | 0 | 0 | 0 | 0 | 0 | 0 | 0 | 0 | 0 | 0 | 0 | 0 | 0 | 0 | 0 | 0 | 0 | 0 | 0 | 0 | 0 | 0 | 0 | 0 | 0 | 0 | 0 | 0 | 0 | 0 | 0 | 0 | 0 | 0 | 0 | 0 | 0 | 0 | 0 | 0 | 0 | 0 | 0 | 0 | 0 | 0 | 0 | 0 | 0 | 0 | 0 | 0 | 0 | 0 | 0 | 0 | 0 | 0 | 0 | 0 | 0 | 0 | 0 | 0 | 0 | 0 | 0 | 0 | 0 | 0 | 0 | 0 | 0 | 0 | 0 | 0 | 0 | 0 | 0 | 0 | 0 | 0 | 0 | 0 | 0 | 0 | 0 | 0
Funding | 43358.5306 |  |  |  | 43358.5306 | 0 | 0 | 0 | 0 | 0 | 0 | 0 | 0 | 0 | 0 | 0 | 0 | 0 | 0 | 0 | 0 | 0 | 0 | 0 | 0 | 0 | 0 | 0 | 0 | 0 | 0 | 0 | 0 | 0 | 0 | 0 | 0 | 0 | 0 | 0 | 0 | 0 | 0 | 0 | 0 | 0 | 0 | 0 | 0 | 0 | 0 | 0 | 0 | 0 | 0 | 0 | 0 | 0 | 0 | 0 | 0 | 0 | 0 | 0 | 0 | 0 | 0 | 0 | 0 | 0 | 0 | 0 | 0 | 0 | 0 | 0 | 0 | 0 | 0 | 0 | 0 | 0 | 0 | 0 | 0 | 0 | 0 | 0 | 0 | 0 | 0 | 0 | 0 | 0 | 0 | 0 | 0 | 0 | 0 | 0 | 0 | 0 | 0 | 0 | 0 | 0 | 0 | 0 | 0 | 0 | 0 | 0 | 0 | 0 | 0 | 0 | 0 | 0 | 0 | 0 | 0 | 0 | 0 | 0 | 0
Principal |  |  |  |  | 0 | 819.2789 | 857.7733 | 897.7787 | 939.9615 | 946.3923 | 985.573 | 1035.1698 | 1083.8079 | 1124.2277 | 1177.0503 | 1188.0099 | 1243.8294 | 1308.8512 | 1363.0378 | 1438.4295 | 1506.0151 | 1580.9781 | 1655.2615 | 1730.7797 | 1812.1016 | 1874.4419 | 1952.044 | 2040.5909 | 2136.4695 | 2556.3859 | 2676.4995 | 2666.9586 | 2760.8333 | 0 | 0 | 0 | 0 | 0 | 0 | 0 | 0 | 0 | 0 | 0 | 0 | 0 | 0 | 0 | 0 | 0 | 0 | 0 | 0 | 0 | 0 | 0 | 0 | 0 | 0 | 0 | 0 | 0 | 0 | 0 | 0 | 0 | 0 | 0 | 0 | 0 | 0 | 0 | 0 | 0 | 0 | 0 | 0 | 0 | 0 | 0 | 0 | 0 | 0 | 0 | 0 | 0 | 0 | 0 | 0 | 0 | 0 | 0 | 0 | 0 | 0 | 0 | 0 | 0 | 0 | 0 | 0 | 0 | 0 | 0 | 0 | 0 | 0 | 0 | 0 | 0 | 0 | 0 | 0 | 0 | 0 | 0 | 0 | 0 | 0 | 0 | 0 | 0 | 0 | 0 | 0
Net Interests |  |  |  |  | 0 | 1297.0825 | 1293.6659 | 1246.913 | 1240.2776 | 1198.5218 | 1182.9115 | 1134.1412 | 1121.4585 | 1070.7514 | 1054.3097 | 1001.908 | 982.3855 | 934.2924 | 904.7557 | 849.2286 | 819.56 | 761.1447 | 725.6811 | 664.3317 | 622.7078 | 561.4302 | 510.5959 | 443.875 | 389.1754 | 318.9171 | 246.4605 | 162.3739 | 83.96 | 0 | 0 | 0 | 0 | 0 | 0 | 0 | 0 | 0 | 0 | 0 | 0 | 0 | 0 | 0 | 0 | 0 | 0 | 0 | 0 | 0 | 0 | 0 | 0 | 0 | 0 | 0 | 0 | 0 | 0 | 0 | 0 | 0 | 0 | 0 | 0 | 0 | 0 | 0 | 0 | 0 | 0 | 0 | 0 | 0 | 0 | 0 | 0 | 0 | 0 | 0 | 0 | 0 | 0 | 0 | 0 | 0 | 0 | 0 | 0 | 0 | 0 | 0 | 0 | 0 | 0 | 0 | 0 | 0 | 0 | 0 | 0 | 0 | 0 | 0 | 0 | 0 | 0 | 0 | 0 | 0 | 0 | 0 | 0 | 0 | 0 | 0 | 0 | 0 | 0 | 0 | 0
Withholding Tax |  |  |  |  | 0 | 0 | 0 | 0 | 0 | 0 | 0 | 0 | 0 | 0 | 0 | 0 | 0 | 0 | 0 | 0 | 0 | 0 | 0 | 0 | 0 | 0 | 0 | 0 | 0 | 0 | 0 | 0 | 0 | 0 | 0 | 0 | 0 | 0 | 0 | 0 | 0 | 0 | 0 | 0 | 0 | 0 | 0 | 0 | 0 | 0 | 0 | 0 | 0 | 0 | 0 | 0 | 0 | 0 | 0 | 0 | 0 | 0 | 0 | 0 | 0 | 0 | 0 | 0 | 0 | 0 | 0 | 0 | 0 | 0 | 0 | 0 | 0 | 0 | 0 | 0 | 0 | 0 | 0 | 0 | 0 | 0 | 0 | 0 | 0 | 0 | 0 | 0 | 0 | 0 | 0 | 0 | 0 | 0 | 0 | 0 | 0 | 0 | 0 | 0 | 0 | 0 | 0 | 0 | 0 | 0 | 0 | 0 | 0 | 0 | 0 | 0 | 0 | 0 | 0 | 0 | 0 | 0 | 0 | 0 | 0
Gross Interests |  |  |  |  | 0 | 1297.0825 | 1293.6659 | 1246.913 | 1240.2776 | 1198.5218 | 1182.9115 | 1134.1412 | 1121.4585 | 1070.7514 | 1054.3097 | 1001.908 | 982.3855 | 934.2924 | 904.7557 | 849.2286 | 819.56 | 761.1447 | 725.6811 | 664.3317 | 622.7078 | 561.4302 | 510.5959 | 443.875 | 389.1754 | 318.9171 | 246.4605 | 162.3739 | 83.96 | 0 | 0 | 0 | 0 | 0 | 0 | 0 | 0 | 0 | 0 | 0 | 0 | 0 | 0 | 0 | 0 | 0 | 0 | 0 | 0 | 0 | 0 | 0 | 0 | 0 | 0 | 0 | 0 | 0 | 0 | 0 | 0 | 0 | 0 | 0 | 0 | 0 | 0 | 0 | 0 | 0 | 0 | 0 | 0 | 0 | 0 | 0 | 0 | 0 | 0 | 0 | 0 | 0 | 0 | 0 | 0 | 0 | 0 | 0 | 0 | 0 | 0 | 0 | 0 | 0 | 0 | 0 | 0 | 0 | 0 | 0 | 0 | 0 | 0 | 0 | 0 | 0 | 0 | 0 | 0 | 0 | 0 | 0 | 0 | 0 | 0 | 0 | 0 | 0 | 0 | 0 | 0
End |  |  |  |  | 43358.5306 | 42539.2517 | 41681.4784 | 40783.6996 | 39843.7382 | 38897.3459 | 37911.7728 | 36876.6031 | 35792.7951 | 34668.5674 | 33491.5171 | 32303.5072 | 31059.6777 | 29750.8266 | 28387.7888 | 26949.3594 | 25443.3443 | 23862.3662 | 22207.1047 | 20476.325 | 18664.2234 | 16789.7815 | 14837.7376 | 12797.1467 | 10660.6772 | 8104.2913 | 5427.7918 | 2760.8333 | 0 | 0 | 0 | 0 | 0 | 0 | 0 | 0 | 0 | 0 | 0 | 0 | 0 | 0 | 0 | 0 | 0 | 0 | 0 | 0 | 0 | 0 | 0 | 0 | 0 | 0 | 0 | 0 | 0 | 0 | 0 | 0 | 0 | 0 | 0 | 0 | 0 | 0 | 0 | 0 | 0 | 0 | 0 | 0 | 0 | 0 | 0 | 0 | 0 | 0 | 0 | 0 | 0 | 0 | 0 | 0 | 0 | 0 | 0 | 0 | 0 | 0 | 0 | 0 | 0 | 0 | 0 | 0 | 0 | 0 | 0 | 0 | 0 | 0 | 0 | 0 | 0 | 0 | 0 | 0 | 0 | 0 | 0 | 0 | 0 | 0 | 0 | 0 | 0 | 0 | 0 | 0 | 0
Facility Bank 1 |  |  |  |  | 0 | 2116.3614 | 2151.4392 | 2144.6917 | 2180.2391 | 2144.9141 | 2168.4845 | 2169.311 | 2205.2664 | 2194.9791 | 2231.36 | 2189.918 | 2226.2149 | 2243.1435 | 2267.7935 | 2287.658 | 2325.575 | 2342.1228 | 2380.9426 | 2395.1114 | 2434.8094 | 2435.8721 | 2462.6399 | 2484.4659 | 2525.6449 | 2875.303 | 2922.96 | 2829.3325 | 2844.7933 | 0 | 0 | 0 | 0 | 0 | 0 | 0 | 0 | 0 | 0 | 0 | 0 | 0 | 0 | 0 | 0 | 0 | 0 | 0 | 0 | 0 | 0 | 0 | 0 | 0 | 0 | 0 | 0 | 0 | 0 | 0 | 0 | 0 | 0 | 0 | 0 | 0 | 0 | 0 | 0 | 0 | 0 | 0 | 0 | 0 | 0 | 0 | 0 | 0 | 0 | 0 | 0 | 0 | 0 | 0 | 0 | 0 | 0 | 0 | 0 | 0 | 0 | 0 | 0 | 0 | 0 | 0 | 0 | 0 | 0 | 0 | 0 | 0 | 0 | 0 | 0 | 0 | 0 | 0 | 0 | 0 | 0 | 0 | 0 | 0 | 0 | 0 | 0 | 0 | 0 | 0 | 0
Facility Bank 2 | 0%
Beginning |  |  |  |  | 0 | 0 | 0 | 0 | 0 | 0 | 0 | 0 | 0 | 0 | 0 | 0 | 0 | 0 | 0 | 0 | 0 | 0 | 0 | 0 | 0 | 0 | 0 | 0 | 0 | 0 | 0 | 0 | 0 | 0 | 0 | 0 | 0 | 0 | 0 | 0 | 0 | 0 | 0 | 0 | 0 | 0 | 0 | 0 | 0 | 0 | 0 | 0 | 0 | 0 | 0 | 0 | 0 | 0 | 0 | 0 | 0 | 0 | 0 | 0 | 0 | 0 | 0 | 0 | 0 | 0 | 0 | 0 | 0 | 0 | 0 | 0 | 0 | 0 | 0 | 0 | 0 | 0 | 0 | 0 | 0 | 0 | 0 | 0 | 0 | 0 | 0 | 0 | 0 | 0 | 0 | 0 | 0 | 0 | 0 | 0 | 0 | 0 | 0 | 0 | 0 | 0 | 0 | 0 | 0 | 0 | 0 | 0 | 0 | 0 | 0 | 0 | 0 | 0 | 0 | 0 | 0 | 0 | 0 | 0 | 0
Funding | 0 |  |  |  | 0 | 0 | 0 | 0 | 0 | 0 | 0 | 0 | 0 | 0 | 0 | 0 | 0 | 0 | 0 | 0 | 0 | 0 | 0 | 0 | 0 | 0 | 0 | 0 | 0 | 0 | 0 | 0 | 0 | 0 | 0 | 0 | 0 | 0 | 0 | 0 | 0 | 0 | 0 | 0 | 0 | 0 | 0 | 0 | 0 | 0 | 0 | 0 | 0 | 0 | 0 | 0 | 0 | 0 | 0 | 0 | 0 | 0 | 0 | 0 | 0 | 0 | 0 | 0 | 0 | 0 | 0 | 0 | 0 | 0 | 0 | 0 | 0 | 0 | 0 | 0 | 0 | 0 | 0 | 0 | 0 | 0 | 0 | 0 | 0 | 0 | 0 | 0 | 0 | 0 | 0 | 0 | 0 | 0 | 0 | 0 | 0 | 0 | 0 | 0 | 0 | 0 | 0 | 0 | 0 | 0 | 0 | 0 | 0 | 0 | 0 | 0 | 0 | 0 | 0 | 0 | 0 | 0 | 0 | 0 | 0
Principal |  |  |  |  | 0 | 0 | 0 | 0 | 0 | 0 | 0 | 0 | 0 | 0 | 0 | 0 | 0 | 0 | 0 | 0 | 0 | 0 | 0 | 0 | 0 | 0 | 0 | 0 | 0 | 0 | 0 | 0 | 0 | 0 | 0 | 0 | 0 | 0 | 0 | 0 | 0 | 0 | 0 | 0 | 0 | 0 | 0 | 0 | 0 | 0 | 0 | 0 | 0 | 0 | 0 | 0 | 0 | 0 | 0 | 0 | 0 | 0 | 0 | 0 | 0 | 0 | 0 | 0 | 0 | 0 | 0 | 0 | 0 | 0 | 0 | 0 | 0 | 0 | 0 | 0 | 0 | 0 | 0 | 0 | 0 | 0 | 0 | 0 | 0 | 0 | 0 | 0 | 0 | 0 | 0 | 0 | 0 | 0 | 0 | 0 | 0 | 0 | 0 | 0 | 0 | 0 | 0 | 0 | 0 | 0 | 0 | 0 | 0 | 0 | 0 | 0 | 0 | 0 | 0 | 0 | 0 | 0 | 0 | 0 | 0
Net Interests |  |  |  |  | 0 | 0 | 0 | 0 | 0 | 0 | 0 | 0 | 0 | 0 | 0 | 0 | 0 | 0 | 0 | 0 | 0 | 0 | 0 | 0 | 0 | 0 | 0 | 0 | 0 | 0 | 0 | 0 | 0 | 0 | 0 | 0 | 0 | 0 | 0 | 0 | 0 | 0 | 0 | 0 | 0 | 0 | 0 | 0 | 0 | 0 | 0 | 0 | 0 | 0 | 0 | 0 | 0 | 0 | 0 | 0 | 0 | 0 | 0 | 0 | 0 | 0 | 0 | 0 | 0 | 0 | 0 | 0 | 0 | 0 | 0 | 0 | 0 | 0 | 0 | 0 | 0 | 0 | 0 | 0 | 0 | 0 | 0 | 0 | 0 | 0 | 0 | 0 | 0 | 0 | 0 | 0 | 0 | 0 | 0 | 0 | 0 | 0 | 0 | 0 | 0 | 0 | 0 | 0 | 0 | 0 | 0 | 0 | 0 | 0 | 0 | 0 | 0 | 0 | 0 | 0 | 0 | 0 | 0 | 0 | 0
Withholding Tax |  |  |  |  | 0 | 0 | 0 | 0 | 0 | 0 | 0 | 0 | 0 | 0 | 0 | 0 | 0 | 0 | 0 | 0 | 0 | 0 | 0 | 0 | 0 | 0 | 0 | 0 | 0 | 0 | 0 | 0 | 0 | 0 | 0 | 0 | 0 | 0 | 0 | 0 | 0 | 0 | 0 | 0 | 0 | 0 | 0 | 0 | 0 | 0 | 0 | 0 | 0 | 0 | 0 | 0 | 0 | 0 | 0 | 0 | 0 | 0 | 0 | 0 | 0 | 0 | 0 | 0 | 0 | 0 | 0 | 0 | 0 | 0 | 0 | 0 | 0 | 0 | 0 | 0 | 0 | 0 | 0 | 0 | 0 | 0 | 0 | 0 | 0 | 0 | 0 | 0 | 0 | 0 | 0 | 0 | 0 | 0 | 0 | 0 | 0 | 0 | 0 | 0 | 0 | 0 | 0 | 0 | 0 | 0 | 0 | 0 | 0 | 0 | 0 | 0 | 0 | 0 | 0 | 0 | 0 | 0 | 0 | 0 | 0
Gross Interests |  |  |  |  | 0 | 0 | 0 | 0 | 0 | 0 | 0 | 0 | 0 | 0 | 0 | 0 | 0 | 0 | 0 | 0 | 0 | 0 | 0 | 0 | 0 | 0 | 0 | 0 | 0 | 0 | 0 | 0 | 0 | 0 | 0 | 0 | 0 | 0 | 0 | 0 | 0 | 0 | 0 | 0 | 0 | 0 | 0 | 0 | 0 | 0 | 0 | 0 | 0 | 0 | 0 | 0 | 0 | 0 | 0 | 0 | 0 | 0 | 0 | 0 | 0 | 0 | 0 | 0 | 0 | 0 | 0 | 0 | 0 | 0 | 0 | 0 | 0 | 0 | 0 | 0 | 0 | 0 | 0 | 0 | 0 | 0 | 0 | 0 | 0 | 0 | 0 | 0 | 0 | 0 | 0 | 0 | 0 | 0 | 0 | 0 | 0 | 0 | 0 | 0 | 0 | 0 | 0 | 0 | 0 | 0 | 0 | 0 | 0 | 0 | 0 | 0 | 0 | 0 | 0 | 0 | 0 | 0 | 0 | 0 | 0
End |  |  |  |  | 0 | 0 | 0 | 0 | 0 | 0 | 0 | 0 | 0 | 0 | 0 | 0 | 0 | 0 | 0 | 0 | 0 | 0 | 0 | 0 | 0 | 0 | 0 | 0 | 0 | 0 | 0 | 0 | 0 | 0 | 0 | 0 | 0 | 0 | 0 | 0 | 0 | 0 | 0 | 0 | 0 | 0 | 0 | 0 | 0 | 0 | 0 | 0 | 0 | 0 | 0 | 0 | 0 | 0 | 0 | 0 | 0 | 0 | 0 | 0 | 0 | 0 | 0 | 0 | 0 | 0 | 0 | 0 | 0 | 0 | 0 | 0 | 0 | 0 | 0 | 0 | 0 | 0 | 0 | 0 | 0 | 0 | 0 | 0 | 0 | 0 | 0 | 0 | 0 | 0 | 0 | 0 | 0 | 0 | 0 | 0 | 0 | 0 | 0 | 0 | 0 | 0 | 0 | 0 | 0 | 0 | 0 | 0 | 0 | 0 | 0 | 0 | 0 | 0 | 0 | 0 | 0 | 0 | 0 | 0 | 0
Facility Bank 2 |  |  |  |  | 0 | 0 | 0 | 0 | 0 | 0 | 0 | 0 | 0 | 0 | 0 | 0 | 0 | 0 | 0 | 0 | 0 | 0 | 0 | 0 | 0 | 0 | 0 | 0 | 0 | 0 | 0 | 0 | 0 | 0 | 0 | 0 | 0 | 0 | 0 | 0 | 0 | 0 | 0 | 0 | 0 | 0 | 0 | 0 | 0 | 0 | 0 | 0 | 0 | 0 | 0 | 0 | 0 | 0 | 0 | 0 | 0 | 0 | 0 | 0 | 0 | 0 | 0 | 0 | 0 | 0 | 0 | 0 | 0 | 0 | 0 | 0 | 0 | 0 | 0 | 0 | 0 | 0 | 0 | 0 | 0 | 0 | 0 | 0 | 0 | 0 | 0 | 0 | 0 | 0 | 0 | 0 | 0 | 0 | 0 | 0 | 0 | 0 | 0 | 0 | 0 | 0 | 0 | 0 | 0 | 0 | 0 | 0 | 0 | 0 | 0 | 0 | 0 | 0 | 0 | 0 | 0 | 0 | 0 | 0 | 0
Senior Debt Refinancing
Max Debt |  |  | 0 |  | 0 | 0 | 0 | 0 | 0 | 0 | 0 | 0 | 0 | 0 | 0 | 0 | 0 | 0 | 0 | 0 | 0 | 0 | 0 | 0 | 0 | 0 | 0 | 0 | 0 | 0 | 0 | 0 | 0 | 0 | 0 | 0 | 0 | 0 | 0 | 0 | 0 | 0 | 0 | 0 | 0 | 0 | 0 | 0 | 0 | 0 | 0 | 0 | 0 | 0 | 0 | 0 | 0 | 0 | 0 | 0 | 0 | 0 | 0 | 0 | 0 | 0 | 0 | 0 | 0 | 0 | 0 | 0 | 0 | 0 | 0 | 0 | 0 | 0 | 0 | 0 | 0 | 0 | 0 | 0 | 0 | 0 | 0 | 0 | 0 | 0 | 0 | 0 | 0 | 0 | 0 | 0 | 0 | 0 | 0 | 0 | 0 | 0 | 0 | 0 | 0 | 0 | 0 | 0 | 0 | 0 | 0 | 0 | 0 | 0 | 0 | 0 | 0 | 0 | 0 | 0 | 0 | 0 | 0 | 0 | 0
Senior Debt Refinancing Service
Beginning |  |  |  |  | 0 | 0 | 0 | 0 | 0 | 0 | 0 | 0 | 0 | 0 | 0 | 0 | 0 | 0 | 0 | 0 | 0 | 0 | 0 | 0 | 0 | 0 | 0 | 0 | 0 | 0 | 0 | 0 | 0 | 0 | 0 | 0 | 0 | 0 | 0 | 0 | 0 | 0 | 0 | 0 | 0 | 0 | 0 | 0 | 0 | 0 | 0 | 0 | 0 | 0 | 0 | 0 | 0 | 0 | 0 | 0 | 0 | 0 | 0 | 0 | 0 | 0 | 0 | 0 | 0 | 0 | 0 | 0 | 0 | 0 | 0 | 0 | 0 | 0 | 0 | 0 | 0 | 0 | 0 | 0 | 0 | 0 | 0 | 0 | 0 | 0 | 0 | 0 | 0 | 0 | 0 | 0 | 0 | 0 | 0 | 0 | 0 | 0 | 0 | 0 | 0 | 0 | 0 | 0 | 0 | 0 | 0 | 0 | 0 | 0 | 0 | 0 | 0 | 0 | 0 | 0 | 0 | 0 | 0 | 0 | 0
Funding | 0 |  | 0 |  | 0 | 0 | 0 | 0 | 0 | 0 | 0 | 0 | 0 | 0 | 0 | 0 | 0 | 0 | 0 | 0 | 0 | 0 | 0 | 0 | 0 | 0 | 0 | 0 | 0 | 0 | 0 | 0 | 0 | 0 | 0 | 0 | 0 | 0 | 0 | 0 | 0 | 0 | 0 | 0 | 0 | 0 | 0 | 0 | 0 | 0 | 0 | 0 | 0 | 0 | 0 | 0 | 0 | 0 | 0 | 0 | 0 | 0 | 0 | 0 | 0 | 0 | 0 | 0 | 0 | 0 | 0 | 0 | 0 | 0 | 0 | 0 | 0 | 0 | 0 | 0 | 0 | 0 | 0 | 0 | 0 | 0 | 0 | 0 | 0 | 0 | 0 | 0 | 0 | 0 | 0 | 0 | 0 | 0 | 0 | 0 | 0 | 0 | 0 | 0 | 0 | 0 | 0 | 0 | 0 | 0 | 0 | 0 | 0 | 0 | 0 | 0 | 0 | 0 | 0 | 0 | 0 | 0 | 0 | 0 | 0
Principal |  |  | 0 |  | 0 | 0 | 0 | 0 | 0 | 0 | 0 | 0 | 0 | 0 | 0 | 0 | 0 | 0 | 0 | 0 | 0 | 0 | 0 | 0 | 0 | 0 | 0 | 0 | 0 | 0 | 0 | 0 | 0 | 0 | 0 | 0 | 0 | 0 | 0 | 0 | 0 | 0 | 0 | 0 | 0 | 0 | 0 | 0 | 0 | 0 | 0 | 0 | 0 | 0 | 0 | 0 | 0 | 0 | 0 | 0 | 0 | 0 | 0 | 0 | 0 | 0 | 0 | 0 | 0 | 0 | 0 | 0 | 0 | 0 | 0 | 0 | 0 | 0 | 0 | 0 | 0 | 0 | 0 | 0 | 0 | 0 | 0 | 0 | 0 | 0 | 0 | 0 | 0 | 0 | 0 | 0 | 0 | 0 | 0 | 0 | 0 | 0 | 0 | 0 | 0 | 0 | 0 | 0 | 0 | 0 | 0 | 0 | 0 | 0 | 0 | 0 | 0 | 0 | 0 | 0 | 0 | 0 | 0 | 0 | 0
Net Interests | 8.8% |  | 0 |  | 0 | 0 | 0 | 0 | 0 | 0 | 0 | 0 | 0 | 0 | 0 | 0 | 0 | 0 | 0 | 0 | 0 | 0 | 0 | 0 | 0 | 0 | 0 | 0 | 0 | 0 | 0 | 0 | 0 | 0 | 0 | 0 | 0 | 0 | 0 | 0 | 0 | 0 | 0 | 0 | 0 | 0 | 0 | 0 | 0 | 0 | 0 | 0 | 0 | 0 | 0 | 0 | 0 | 0 | 0 | 0 | 0 | 0 | 0 | 0 | 0 | 0 | 0 | 0 | 0 | 0 | 0 | 0 | 0 | 0 | 0 | 0 | 0 | 0 | 0 | 0 | 0 | 0 | 0 | 0 | 0 | 0 | 0 | 0 | 0 | 0 | 0 | 0 | 0 | 0 | 0 | 0 | 0 | 0 | 0 | 0 | 0 | 0 | 0 | 0 | 0 | 0 | 0 | 0 | 0 | 0 | 0 | 0 | 0 | 0 | 0 | 0 | 0 | 0 | 0 | 0 | 0 | 0 | 0 | 0 | 0
Withholding Tax | 0% |  |  |  | 0 | 0 | 0 | 0 | 0 | 0 | 0 | 0 | 0 | 0 | 0 | 0 | 0 | 0 | 0 | 0 | 0 | 0 | 0 | 0 | 0 | 0 | 0 | 0 | 0 | 0 | 0 | 0 | 0 | 0 | 0 | 0 | 0 | 0 | 0 | 0 | 0 | 0 | 0 | 0 | 0 | 0 | 0 | 0 | 0 | 0 | 0 | 0 | 0 | 0 | 0 | 0 | 0 | 0 | 0 | 0 | 0 | 0 | 0 | 0 | 0 | 0 | 0 | 0 | 0 | 0 | 0 | 0 | 0 | 0 | 0 | 0 | 0 | 0 | 0 | 0 | 0 | 0 | 0 | 0 | 0 | 0 | 0 | 0 | 0 | 0 | 0 | 0 | 0 | 0 | 0 | 0 | 0 | 0 | 0 | 0 | 0 | 0 | 0 | 0 | 0 | 0 | 0 | 0 | 0 | 0 | 0 | 0 | 0 | 0 | 0 | 0 | 0 | 0 | 0 | 0 | 0 | 0 | 0 | 0 | 0
Gross Interests |  |  |  |  | 0 | 0 | 0 | 0 | 0 | 0 | 0 | 0 | 0 | 0 | 0 | 0 | 0 | 0 | 0 | 0 | 0 | 0 | 0 | 0 | 0 | 0 | 0 | 0 | 0 | 0 | 0 | 0 | 0 | 0 | 0 | 0 | 0 | 0 | 0 | 0 | 0 | 0 | 0 | 0 | 0 | 0 | 0 | 0 | 0 | 0 | 0 | 0 | 0 | 0 | 0 | 0 | 0 | 0 | 0 | 0 | 0 | 0 | 0 | 0 | 0 | 0 | 0 | 0 | 0 | 0 | 0 | 0 | 0 | 0 | 0 | 0 | 0 | 0 | 0 | 0 | 0 | 0 | 0 | 0 | 0 | 0 | 0 | 0 | 0 | 0 | 0 | 0 | 0 | 0 | 0 | 0 | 0 | 0 | 0 | 0 | 0 | 0 | 0 | 0 | 0 | 0 | 0 | 0 | 0 | 0 | 0 | 0 | 0 | 0 | 0 | 0 | 0 | 0 | 0 | 0 | 0 | 0 | 0 | 0 | 0
End |  |  |  |  | 0 | 0 | 0 | 0 | 0 | 0 | 0 | 0 | 0 | 0 | 0 | 0 | 0 | 0 | 0 | 0 | 0 | 0 | 0 | 0 | 0 | 0 | 0 | 0 | 0 | 0 | 0 | 0 | 0 | 0 | 0 | 0 | 0 | 0 | 0 | 0 | 0 | 0 | 0 | 0 | 0 | 0 | 0 | 0 | 0 | 0 | 0 | 0 | 0 | 0 | 0 | 0 | 0 | 0 | 0 | 0 | 0 | 0 | 0 | 0 | 0 | 0 | 0 | 0 | 0 | 0 | 0 | 0 | 0 | 0 | 0 | 0 | 0 | 0 | 0 | 0 | 0 | 0 | 0 | 0 | 0 | 0 | 0 | 0 | 0 | 0 | 0 | 0 | 0 | 0 | 0 | 0 | 0 | 0 | 0 | 0 | 0 | 0 | 0 | 0 | 0 | 0 | 0 | 0 | 0 | 0 | 0 | 0 | 0 | 0 | 0 | 0 | 0 | 0 | 0 | 0 | 0 | 0 | 0 | 0 | 0
Senior Debt Refinancing Service |  |  |  |  | 0 | 0 | 0 | 0 | 0 | 0 | 0 | 0 | 0 | 0 | 0 | 0 | 0 | 0 | 0 | 0 | 0 | 0 | 0 | 0 | 0 | 0 | 0 | 0 | 0 | 0 | 0 | 0 | 0 | 0 | 0 | 0 | 0 | 0 | 0 | 0 | 0 | 0 | 0 | 0 | 0 | 0 | 0 | 0 | 0 | 0 | 0 | 0 | 0 | 0 | 0 | 0 | 0 | 0 | 0 | 0 | 0 | 0 | 0 | 0 | 0 | 0 | 0 | 0 | 0 | 0 | 0 | 0 | 0 | 0 | 0 | 0 | 0 | 0 | 0 | 0 | 0 | 0 | 0 | 0 | 0 | 0 | 0 | 0 | 0 | 0 | 0 | 0 | 0 | 0 | 0 | 0 | 0 | 0 | 0 | 0 | 0 | 0 | 0 | 0 | 0 | 0 | 0 | 0 | 0 | 0 | 0 | 0 | 0 | 0 | 0 | 0 | 0 | 0 | 0 | 0 | 0 | 0 | 0 | 0 | 0
Balance |  |  |  | 0
Akuo Carbon Fund
Floating Base Rate | 20% | 20% |  |  | 0% | -0.4368% | -0.4368% | -0.3468% | -0.3468% | -0.2772% | -0.2772% | -0.2136% | -0.2136% | -0.138% | -0.138% | -0.048% | -0.048% | 0.042% | 0.042% | 0% | 0% | 0% | 0% | 0% | 0% | 0% | 0% | 0% | 0% | 0% | 0% | 0% | 0% | 0% | 0% | 0% | 0% | 0% | 0% | 0% | 0% | 0% | 0% | 0% | 0% | 0% | 0% | 0% | 0% | 0% | 0% | 0% | 0% | 0% | 0% | 0% | 0% | 0% | 0% | 0% | 0% | 0% | 0% | 0% | 0% | 0% | 0% | 0% | 0% | 0% | 0% | 0% | 0% | 0% | 0% | 0% | 0% | 0% | 0% | 0% | 0% | 0% | 0% | 0% | 0% | 0% | 0% | 0% | 0% | 0% | 0% | 0% | 0% | 0% | 0% | 0% | 0% | 0% | 0% | 0% | 0% | 0% | 0% | 0% | 0% | 0% | 0% | 0% | 0% | 0% | 0% | 0% | 0% | 0% | 0% | 0% | 0% | 0% | 0% | 0% | 0% | 0% | 0% | 0% | 0%
Fixed Base Rate | 80% | 0% | bar: 0 to 120
Blended Base Rate |  |  |  |  | 0% | -0.08736% | -0.08736% | -0.06936% | -0.06936% | -0.05544% | -0.05544% | -0.04272% | -0.04272% | -0.0276% | -0.0276% | -0.0096% | -0.0096% | 0.0084% | 0.0084% | 0% | 0% | 0% | 0% | 0% | 0% | 0% | 0% | 0% | 0% | 0% | 0% | 0% | 0% | 0% | 0% | 0% | 0% | 0% | 0% | 0% | 0% | 0% | 0% | 0% | 0% | 0% | 0% | 0% | 0% | 0% | 0% | 0% | 0% | 0% | 0% | 0% | 0% | 0% | 0% | 0% | 0% | 0% | 0% | 0% | 0% | 0% | 0% | 0% | 0% | 0% | 0% | 0% | 0% | 0% | 0% | 0% | 0% | 0% | 0% | 0% | 0% | 0% | 0% | 0% | 0% | 0% | 0% | 0% | 0% | 0% | 0% | 0% | 0% | 0% | 0% | 0% | 0% | 0% | 0% | 0% | 0% | 0% | 0% | 0% | 0% | 0% | 0% | 0% | 0% | 0% | 0% | 0% | 0% | 0% | 0% | 0% | 0% | 0% | 0% | 0% | 0% | 0% | 0% | 0% | 0%
Margin | 795 |  |  |  | 0% | 7.95% | 7.95% | 7.95% | 7.95% | 7.95% | 7.95% | 7.95% | 7.95% | 7.95% | 7.95% | 7.95% | 7.95% | 7.95% | 7.95% | 0% | 0% | 0% | 0% | 0% | 0% | 0% | 0% | 0% | 0% | 0% | 0% | 0% | 0% | 0% | 0% | 0% | 0% | 0% | 0% | 0% | 0% | 0% | 0% | 0% | 0% | 0% | 0% | 0% | 0% | 0% | 0% | 0% | 0% | 0% | 0% | 0% | 0% | 0% | 0% | 0% | 0% | 0% | 0% | 0% | 0% | 0% | 0% | 0% | 0% | 0% | 0% | 0% | 0% | 0% | 0% | 0% | 0% | 0% | 0% | 0% | 0% | 0% | 0% | 0% | 0% | 0% | 0% | 0% | 0% | 0% | 0% | 0% | 0% | 0% | 0% | 0% | 0% | 0% | 0% | 0% | 0% | 0% | 0% | 0% | 0% | 0% | 0% | 0% | 0% | 0% | 0% | 0% | 0% | 0% | 0% | 0% | 0% | 0% | 0% | 0% | 0% | 0% | 0% | 0% | 0%
All-In Rate |  |  | 7.909% |  | 0% | 7.863% | 7.863% | 7.881% | 7.881% | 7.895% | 7.895% | 7.907% | 7.907% | 7.922% | 7.922% | 7.94% | 7.94% | 7.958% | 7.958% | 0% | 0% | 0% | 0% | 0% | 0% | 0% | 0% | 0% | 0% | 0% | 0% | 0% | 0% | 0% | 0% | 0% | 0% | 0% | 0% | 0% | 0% | 0% | 0% | 0% | 0% | 0% | 0% | 0% | 0% | 0% | 0% | 0% | 0% | 0% | 0% | 0% | 0% | 0% | 0% | 0% | 0% | 0% | 0% | 0% | 0% | 0% | 0% | 0% | 0% | 0% | 0% | 0% | 0% | 0% | 0% | 0% | 0% | 0% | 0% | 0% | 0% | 0% | 0% | 0% | 0% | 0% | 0% | 0% | 0% | 0% | 0% | 0% | 0% | 0% | 0% | 0% | 0% | 0% | 0% | 0% | 0% | 0% | 0% | 0% | 0% | 0% | 0% | 0% | 0% | 0% | 0% | 0% | 0% | 0% | 0% | 0% | 0% | 0% | 0% | 0% | 0% | 0% | 0% | 0% | 0%
Available CF |  |  |  |  | 0 | 0 | 0 | 0 | 0 | 0 | 0 | 0 | 0 | 0 | 0 | 0 | 0 | 0 | 0 | 0 | 0 | 0 | 0 | 0 | 0 | 0 | 0 | 0 | 0 | 0 | 0 | 0 | 0 | 0 | 0 | 0 | 0 | 0 | 0 | 0 | 0 | 0 | 0 | 0 | 0 | 0 | 0 | 0 | 0 | 0 | 0 | 0 | 0 | 0 | 0 | 0 | 0 | 0 | 0 | 0 | 0 | 0 | 0 | 0 | 0 | 0 | 0 | 0 | 0 | 0 | 0 | 0 | 0 | 0 | 0 | 0 | 0 | 0 | 0 | 0 | 0 | 0 | 0 | 0 | 0 | 0 | 0 | 0 | 0 | 0 | 0 | 0 | 0 | 0 | 0 | 0 | 0 | 0 | 0 | 0 | 0 | 0 | 0 | 0 | 0 | 0 | 0 | 0 | 0 | 0 | 0 | 0 | 0 | 0 | 0 | 0 | 0 | 0 | 0 | 0 | 0 | 0 | 0 | 0 | 0
Max Junior Debt |  |  | 0 |  | 0 | 0 | 0 | 0 | 0 | 0 | 0 | 0 | 0 | 0 | 0 | 0 | 0 | 0 | 0 | 0 | 0 | 0 | 0 | 0 | 0 | 0 | 0 | 0 | 0 | 0 | 0 | 0 | 0 | 0 | 0 | 0 | 0 | 0 | 0 | 0 | 0 | 0 | 0 | 0 | 0 | 0 | 0 | 0 | 0 | 0 | 0 | 0 | 0 | 0 | 0 | 0 | 0 | 0 | 0 | 0 | 0 | 0 | 0 | 0 | 0 | 0 | 0 | 0 | 0 | 0 | 0 | 0 | 0 | 0 | 0 | 0 | 0 | 0 | 0 | 0 | 0 | 0 | 0 | 0 | 0 | 0 | 0 | 0 | 0 | 0 | 0 | 0 | 0 | 0 | 0 | 0 | 0 | 0 | 0 | 0 | 0 | 0 | 0 | 0 | 0 | 0 | 0 | 0 | 0 | 0 | 0 | 0 | 0 | 0 | 0 | 0 | 0 | 0 | 0 | 0 | 0 | 0 | 0 | 0 | 0
Junior Debt Service
Beginning |  |  |  |  | 0 | 0 | 0 | 0 | 0 | 0 | 0 | 0 | 0 | 0 | 0 | 0 | 0 | 0 | 0 | 0 | 0 | 0 | 0 | 0 | 0 | 0 | 0 | 0 | 0 | 0 | 0 | 0 | 0 | 0 | 0 | 0 | 0 | 0 | 0 | 0 | 0 | 0 | 0 | 0 | 0 | 0 | 0 | 0 | 0 | 0 | 0 | 0 | 0 | 0 | 0 | 0 | 0 | 0 | 0 | 0 | 0 | 0 | 0 | 0 | 0 | 0 | 0 | 0 | 0 | 0 | 0 | 0 | 0 | 0 | 0 | 0 | 0 | 0 | 0 | 0 | 0 | 0 | 0 | 0 | 0 | 0 | 0 | 0 | 0 | 0 | 0 | 0 | 0 | 0 | 0 | 0 | 0 | 0 | 0 | 0 | 0 | 0 | 0 | 0 | 0 | 0 | 0 | 0 | 0 | 0 | 0 | 0 | 0 | 0 | 0 | 0 | 0 | 0 | 0 | 0 | 0 | 0 | 0 | 0 | 0
Funding | 0 |  |  | 0 | 0 | 0 | 0 | 0 | 0 | 0 | 0 | 0 | 0 | 0 | 0 | 0 | 0 | 0 | 0 | 0 | 0 | 0 | 0 | 0 | 0 | 0 | 0 | 0 | 0 | 0 | 0 | 0 | 0 | 0 | 0 | 0 | 0 | 0 | 0 | 0 | 0 | 0 | 0 | 0 | 0 | 0 | 0 | 0 | 0 | 0 | 0 | 0 | 0 | 0 | 0 | 0 | 0 | 0 | 0 | 0 | 0 | 0 | 0 | 0 | 0 | 0 | 0 | 0 | 0 | 0 | 0 | 0 | 0 | 0 | 0 | 0 | 0 | 0 | 0 | 0 | 0 | 0 | 0 | 0 | 0 | 0 | 0 | 0 | 0 | 0 | 0 | 0 | 0 | 0 | 0 | 0 | 0 | 0 | 0 | 0 | 0 | 0 | 0 | 0 | 0 | 0 | 0 | 0 | 0 | 0 | 0 | 0 | 0 | 0 | 0 | 0 | 0 | 0 | 0 | 0 | 0 | 0 | 0 | 0 | 0
Principal |  |  | 0 | 0 | 0 | 0 | 0 | 0 | 0 | 0 | 0 | 0 | 0 | 0 | 0 | 0 | 0 | 0 | 0 | 0 | 0 | 0 | 0 | 0 | 0 | 0 | 0 | 0 | 0 | 0 | 0 | 0 | 0 | 0 | 0 | 0 | 0 | 0 | 0 | 0 | 0 | 0 | 0 | 0 | 0 | 0 | 0 | 0 | 0 | 0 | 0 | 0 | 0 | 0 | 0 | 0 | 0 | 0 | 0 | 0 | 0 | 0 | 0 | 0 | 0 | 0 | 0 | 0 | 0 | 0 | 0 | 0 | 0 | 0 | 0 | 0 | 0 | 0 | 0 | 0 | 0 | 0 | 0 | 0 | 0 | 0 | 0 | 0 | 0 | 0 | 0 | 0 | 0 | 0 | 0 | 0 | 0 | 0 | 0 | 0 | 0 | 0 | 0 | 0 | 0 | 0 | 0 | 0 | 0 | 0 | 0 | 0 | 0 | 0 | 0 | 0 | 0 | 0 | 0 | 0 | 0 | 0 | 0 | 0 | 0
Net Interests |  |  | 0 |  | 0 | 0 | 0 | 0 | 0 | 0 | 0 | 0 | 0 | 0 | 0 | 0 | 0 | 0 | 0 | 0 | 0 | 0 | 0 | 0 | 0 | 0 | 0 | 0 | 0 | 0 | 0 | 0 | 0 | 0 | 0 | 0 | 0 | 0 | 0 | 0 | 0 | 0 | 0 | 0 | 0 | 0 | 0 | 0 | 0 | 0 | 0 | 0 | 0 | 0 | 0 | 0 | 0 | 0 | 0 | 0 | 0 | 0 | 0 | 0 | 0 | 0 | 0 | 0 | 0 | 0 | 0 | 0 | 0 | 0 | 0 | 0 | 0 | 0 | 0 | 0 | 0 | 0 | 0 | 0 | 0 | 0 | 0 | 0 | 0 | 0 | 0 | 0 | 0 | 0 | 0 | 0 | 0 | 0 | 0 | 0 | 0 | 0 | 0 | 0 | 0 | 0 | 0 | 0 | 0 | 0 | 0 | 0 | 0 | 0 | 0 | 0 | 0 | 0 | 0 | 0 | 0 | 0 | 0 | 0 | 0
Withholding Tax | 0% |  | 0 |  | 0 | 0 | 0 | 0 | 0 | 0 | 0 | 0 | 0 | 0 | 0 | 0 | 0 | 0 | 0 | 0 | 0 | 0 | 0 | 0 | 0 | 0 | 0 | 0 | 0 | 0 | 0 | 0 | 0 | 0 | 0 | 0 | 0 | 0 | 0 | 0 | 0 | 0 | 0 | 0 | 0 | 0 | 0 | 0 | 0 | 0 | 0 | 0 | 0 | 0 | 0 | 0 | 0 | 0 | 0 | 0 | 0 | 0 | 0 | 0 | 0 | 0 | 0 | 0 | 0 | 0 | 0 | 0 | 0 | 0 | 0 | 0 | 0 | 0 | 0 | 0 | 0 | 0 | 0 | 0 | 0 | 0 | 0 | 0 | 0 | 0 | 0 | 0 | 0 | 0 | 0 | 0 | 0 | 0 | 0 | 0 | 0 | 0 | 0 | 0 | 0 | 0 | 0 | 0 | 0 | 0 | 0 | 0 | 0 | 0 | 0 | 0 | 0 | 0 | 0 | 0 | 0 | 0 | 0 | 0 | 0
Gross Interests |  |  | 0 |  | 0 | 0 | 0 | 0 | 0 | 0 | 0 | 0 | 0 | 0 | 0 | 0 | 0 | 0 | 0 | 0 | 0 | 0 | 0 | 0 | 0 | 0 | 0 | 0 | 0 | 0 | 0 | 0 | 0 | 0 | 0 | 0 | 0 | 0 | 0 | 0 | 0 | 0 | 0 | 0 | 0 | 0 | 0 | 0 | 0 | 0 | 0 | 0 | 0 | 0 | 0 | 0 | 0 | 0 | 0 | 0 | 0 | 0 | 0 | 0 | 0 | 0 | 0 | 0 | 0 | 0 | 0 | 0 | 0 | 0 | 0 | 0 | 0 | 0 | 0 | 0 | 0 | 0 | 0 | 0 | 0 | 0 | 0 | 0 | 0 | 0 | 0 | 0 | 0 | 0 | 0 | 0 | 0 | 0 | 0 | 0 | 0 | 0 | 0 | 0 | 0 | 0 | 0 | 0 | 0 | 0 | 0 | 0 | 0 | 0 | 0 | 0 | 0 | 0 | 0 | 0 | 0 | 0 | 0 | 0 | 0
End |  |  |  |  | 0 | 0 | 0 | 0 | 0 | 0 | 0 | 0 | 0 | 0 | 0 | 0 | 0 | 0 | 0 | 0 | 0 | 0 | 0 | 0 | 0 | 0 | 0 | 0 | 0 | 0 | 0 | 0 | 0 | 0 | 0 | 0 | 0 | 0 | 0 | 0 | 0 | 0 | 0 | 0 | 0 | 0 | 0 | 0 | 0 | 0 | 0 | 0 | 0 | 0 | 0 | 0 | 0 | 0 | 0 | 0 | 0 | 0 | 0 | 0 | 0 | 0 | 0 | 0 | 0 | 0 | 0 | 0 | 0 | 0 | 0 | 0 | 0 | 0 | 0 | 0 | 0 | 0 | 0 | 0 | 0 | 0 | 0 | 0 | 0 | 0 | 0 | 0 | 0 | 0 | 0 | 0 | 0 | 0 | 0 | 0 | 0 | 0 | 0 | 0 | 0 | 0 | 0 | 0 | 0 | 0 | 0 | 0 | 0 | 0 | 0 | 0 | 0 | 0 | 0 | 0 | 0 | 0 | 0 | 0 | 0
Junior Debt Service |  |  |  |  | 0 | 0 | 0 | 0 | 0 | 0 | 0 | 0 | 0 | 0 | 0 | 0 | 0 | 0 | 0 | 0 | 0 | 0 | 0 | 0 | 0 | 0 | 0 | 0 | 0 | 0 | 0 | 0 | 0 | 0 | 0 | 0 | 0 | 0 | 0 | 0 | 0 | 0 | 0 | 0 | 0 | 0 | 0 | 0 | 0 | 0 | 0 | 0 | 0 | 0 | 0 | 0 | 0 | 0 | 0 | 0 | 0 | 0 | 0 | 0 | 0 | 0 | 0 | 0 | 0 | 0 | 0 | 0 | 0 | 0 | 0 | 0 | 0 | 0 | 0 | 0 | 0 | 0 | 0 | 0 | 0 | 0 | 0 | 0 | 0 | 0 | 0 | 0 | 0 | 0 | 0 | 0 | 0 | 0 | 0 | 0 | 0 | 0 | 0 | 0 | 0 | 0 | 0 | 0 | 0 | 0 | 0 | 0 | 0 | 0 | 0 | 0 | 0 | 0 | 0 | 0 | 0 | 0 | 0 | 0 | 0
Repayment test |  |  |  | 0
Shareholder Loan
Free Cash Flow for Shareholder Loan WTH |  |  |  |  | 0 | 953.8144 | 969.6235 | 966.9581 | 982.985 | 976.2225 | 986.9502 | 987.5214 | 1003.8892 | 999.7975 | 1016.3688 | 1010.1052 | 1026.8473 | 1033.4633 | 1044.82 | 1052.5617 | 1070.0074 | 1075.9973 | 1093.8315 | 1098.9258 | 1117.1401 | 1120.9577 | 1133.2759 | 1141.7882 | 1160.7128 | 3233.6327 | 3167.0398 | 3265.2643 | 2395.5812 | 6191.8378 | 5175.3396 | 6212.2932 | 5090.7545 | 6422.2824 | 5092.5183 | 6585.9465 | 5050.1749 | 6765.0887 | 5028.1798 | 6911.8478 | 5155.0855 | 7037.2442 | 4599.4806 | 7202.2921 | 4707.3545 | 7426.0323 | 4819.5766 | 7552.4928 | 4936.2426 | 7701.5347 | 5033.655 | 7870.6565 | 5144.1915 | 8037.5664 | 5216.4689 | 8123.1532 | 5309.2211 | 8221.405 | 5373.4377 | 8264.4384 | 5401.5639 | 0 | 0 | 0 | 0 | 0 | 0 | 0 | 0 | 0 | 0 | 0 | 0 | 0 | 0 | 0 | 0 | 0 | 0 | 0 | 0 | 0 | 0 | 0 | 0 | 0 | 0 | 0 | 0 | 0 | 0 | 0 | 0 | 0 | 0 | 0 | 0 | 0 | 0 | 0 | 0 | 0 | 0 | 0 | 0 | 0 | 0 | 0 | 0 | 0 | 0 | 0 | 0 | 0 | 0 | 0 | 0 | 0 | 0 | 0 | 0
Free Cash Flow for Shareholder Loan Interests |  |  |  |  | 0 | 953.8144 | 969.6235 | 966.9581 | 982.985 | 976.2225 | 986.9502 | 987.5214 | 1003.8892 | 999.7975 | 1016.3688 | 1010.1052 | 1026.8473 | 1033.4633 | 1044.82 | 1052.5617 | 1070.0074 | 1075.9973 | 1093.8315 | 1098.9258 | 1117.1401 | 1120.9577 | 1133.2759 | 1141.7882 | 1160.7128 | 3233.6327 | 3167.0398 | 3265.2643 | 2395.5812 | 6191.8378 | 5175.3396 | 6212.2932 | 5090.7545 | 6422.2824 | 5092.5183 | 6585.9465 | 5050.1749 | 6765.0887 | 5028.1798 | 6911.8478 | 5155.0855 | 7037.2442 | 4599.4806 | 7202.2921 | 4707.3545 | 7426.0323 | 4819.5766 | 7552.4928 | 4936.2426 | 7701.5347 | 5033.655 | 7870.6565 | 5144.1915 | 8037.5664 | 5216.4689 | 8123.1532 | 5309.2211 | 8221.405 | 5373.4377 | 8264.4384 | 5401.5639 | 0 | 0 | 0 | 0 | 0 | 0 | 0 | 0 | 0 | 0 | 0 | 0 | 0 | 0 | 0 | 0 | 0 | 0 | 0 | 0 | 0 | 0 | 0 | 0 | 0 | 0 | 0 | 0 | 0 | 0 | 0 | 0 | 0 | 0 | 0 | 0 | 0 | 0 | 0 | 0 | 0 | 0 | 0 | 0 | 0 | 0 | 0 | 0 | 0 | 0 | 0 | 0 | 0 | 0 | 0 | 0 | 0 | 0 | 0 | 0
Free Cash Flow for Shareholder Loan Principal |  |  |  |  | -3568.6878 | -343.5882 | -363.1395 | -358.4813 | -378.8801 | -385.9534 | -405.7597 | -398.5782 | -421.2586 | -418.826 | -442.6586 | -442.6945 | -467.8853 | -463.6863 | -487.4817 | -474.0959 | -501.0735 | -489.3465 | -517.1919 | -506.3485 | -535.1614 | -534.7318 | -562.1731 | -548.3197 | -579.521 | 1498.782 | 1463.8787 | 1647.9459 | 817.9162 | 4663.9483 | 3818.7514 | 5029.3178 | 4090.998 | 5601.1212 | 4483.633 | 6164.8599 | 4870.7302 | 6765.0887 | 5028.1798 | 6911.8478 | 5155.0855 | 7037.2442 | 4599.4806 | 7202.2921 | 4707.3545 | 7426.0323 | 4819.5766 | 7552.4928 | 4936.2426 | 7701.5347 | 5033.655 | 7870.6565 | 5144.1915 | 8037.5664 | 5216.4689 | 8123.1532 | 5309.2211 | 8221.405 | 5373.4377 | 8264.4384 | 5401.5639 | 0 | 0 | 0 | 0 | 0 | 0 | 0 | 0 | 0 | 0 | 0 | 0 | 0 | 0 | 0 | 0 | 0 | 0 | 0 | 0 | 0 | 0 | 0 | 0 | 0 | 0 | 0 | 0 | 0 | 0 | 0 | 0 | 0 | 0 | 0 | 0 | 0 | 0 | 0 | 0 | 0 | 0 | 0 | 0 | 0 | 0 | 0 | 0 | 0 | 0 | 0 | 0 | 0 | 0 | 0 | 0 | 0 | 0 | 0 | 0
Debt Service
Beginning |  |  |  |  | 0 | 32703.864 | 33047.4522 | 33410.5917 | 33769.0729 | 34147.953 | 34533.9064 | 34939.666 | 35338.2442 | 35759.5029 | 36178.3289 | 36620.9875 | 37063.682 | 37531.5673 | 37995.2537 | 38482.7354 | 38956.8313 | 39457.9048 | 39947.2512 | 40464.4432 | 40970.7917 | 41505.9531 | 42040.6849 | 42602.858 | 43151.1778 | 43730.6987 | 42231.9167 | 40768.038 | 39120.0921 | 38302.1759 | 33638.2277 | 29819.4763 | 24790.1585 | 20699.1605 | 15098.0393 | 10614.4064 | 4449.5465 | 0 | 0 | 0 | 0 | 0 | 0 | 0 | 0 | 0 | 0 | 0 | 0 | 0 | 0 | 0 | 0 | 0 | 0 | 0 | 0 | 0 | 0 | 0 | 0 | 0 | 0 | 0 | 0 | 0 | 0 | 0 | 0 | 0 | 0 | 0 | 0 | 0 | 0 | 0 | 0 | 0 | 0 | 0 | 0 | 0 | 0 | 0 | 0 | 0 | 0 | 0 | 0 | 0 | 0 | 0 | 0 | 0 | 0 | 0 | 0 | 0 | 0 | 0 | 0 | 0 | 0 | 0 | 0 | 0 | 0 | 0 | 0 | 0 | 0 | 0 | 0 | 0 | 0 | 0 | 0 | 0 | 0 | 0 | 0
Funding |  |  | 29135.1762 |  | 29135.1762 | 0 | 0 | 0 | 0 | 0 | 0 | 0 | 0 | 0 | 0 | 0 | 0 | 0 | 0 | 0 | 0 | 0 | 0 | 0 | 0 | 0 | 0 | 0 | 0 | 0 | 0 | 0 | 0 | 0 | 0 | 0 | 0 | 0 | 0 | 0 | 0 | 0 | 0 | 0 | 0 | 0 | 0 | 0 | 0 | 0 | 0 | 0 | 0 | 0 | 0 | 0 | 0 | 0 | 0 | 0 | 0 | 0 | 0 | 0 | 0 | 0 | 0 | 0 | 0 | 0 | 0 | 0 | 0 | 0 | 0 | 0 | 0 | 0 | 0 | 0 | 0 | 0 | 0 | 0 | 0 | 0 | 0 | 0 | 0 | 0 | 0 | 0 | 0 | 0 | 0 | 0 | 0 | 0 | 0 | 0 | 0 | 0 | 0 | 0 | 0 | 0 | 0 | 0 | 0 | 0 | 0 | 0 | 0 | 0 | 0 | 0 | 0 | 0 | 0 | 0 | 0 | 0 | 0 | 0 | 0
Net interest payment |  |  | 53350.8703 |  | 3568.6878 | 1297.4026 | 1332.763 | 1325.4394 | 1361.8651 | 1362.1759 | 1392.7099 | 1386.0996 | 1425.1478 | 1418.6236 | 1459.0274 | 1452.7997 | 1494.7326 | 1497.1496 | 1532.3017 | 1526.6576 | 1571.081 | 1565.3437 | 1611.0234 | 1605.2743 | 1652.3015 | 1655.6895 | 1695.449 | 1690.1079 | 1740.2338 | 1734.8507 | 1703.1611 | 1617.3183 | 1577.6651 | 1527.8895 | 1356.5883 | 1182.9754 | 999.7565 | 821.1612 | 608.8853 | 421.0866 | 179.4447 | 0 | 0 | 0 | 0 | 0 | 0 | 0 | 0 | 0 | 0 | 0 | 0 | 0 | 0 | 0 | 0 | 0 | 0 | 0 | 0 | 0 | 0 | 0 | 0 | 0 | 0 | 0 | 0 | 0 | 0 | 0 | 0 | 0 | 0 | 0 | 0 | 0 | 0 | 0 | 0 | 0 | 0 | 0 | 0 | 0 | 0 | 0 | 0 | 0 | 0 | 0 | 0 | 0 | 0 | 0 | 0 | 0 | 0 | 0 | 0 | 0 | 0 | 0 | 0 | 0 | 0 | 0 | 0 | 0 | 0 | 0 | 0 | 0 | 0 | 0 | 0 | 0 | 0 | 0 | 0 | 0 | 0 | 0 | 0
Withholding Tax |  |  | 0 |  | 0 | 0 | 0 | 0 | 0 | 0 | 0 | 0 | 0 | 0 | 0 | 0 | 0 | 0 | 0 | 0 | 0 | 0 | 0 | 0 | 0 | 0 | 0 | 0 | 0 | 0 | 0 | 0 | 0 | 0 | 0 | 0 | 0 | 0 | 0 | 0 | 0 | 0 | 0 | 0 | 0 | 0 | 0 | 0 | 0 | 0 | 0 | 0 | 0 | 0 | 0 | 0 | 0 | 0 | 0 | 0 | 0 | 0 | 0 | 0 | 0 | 0 | 0 | 0 | 0 | 0 | 0 | 0 | 0 | 0 | 0 | 0 | 0 | 0 | 0 | 0 | 0 | 0 | 0 | 0 | 0 | 0 | 0 | 0 | 0 | 0 | 0 | 0 | 0 | 0 | 0 | 0 | 0 | 0 | 0 | 0 | 0 | 0 | 0 | 0 | 0 | 0 | 0 | 0 | 0 | 0 | 0 | 0 | 0 | 0 | 0 | 0 | 0 | 0 | 0 | 0 | 0 | 0 | 0 | 0 | 0
Principal |  |  | 43730.6987 |  | 0 | 0 | 0 | 0 | 0 | 0 | 0 | 0 | 0 | 0 | 0 | 0 | 0 | 0 | 0 | 0 | 0 | 0 | 0 | 0 | 0 | 0 | 0 | 0 | 0 | 1498.782 | 1463.8787 | 1647.9459 | 817.9162 | 4663.9483 | 3818.7514 | 5029.3178 | 4090.998 | 5601.1212 | 4483.633 | 6164.8599 | 4449.5465 | 0 | 0 | 0 | 0 | 0 | 0 | 0 | 0 | 0 | 0 | 0 | 0 | 0 | 0 | 0 | 0 | 0 | 0 | 0 | 0 | 0 | 0 | 0 | 0 | 0 | 0 | 0 | 0 | 0 | 0 | 0 | 0 | 0 | 0 | 0 | 0 | 0 | 0 | 0 | 0 | 0 | 0 | 0 | 0 | 0 | 0 | 0 | 0 | 0 | 0 | 0 | 0 | 0 | 0 | 0 | 0 | 0 | 0 | 0 | 0 | 0 | 0 | 0 | 0 | 0 | 0 | 0 | 0 | 0 | 0 | 0 | 0 | 0 | 0 | 0 | 0 | 0 | 0 | 0 | 0 | 0 | 0 | 0 | 0
Interests to capitalize |  |  | 14595.5225 | 11026.8347 | 3568.6878 | 343.5882 | 363.1395 | 358.4813 | 378.8801 | 385.9534 | 405.7597 | 398.5782 | 421.2586 | 418.826 | 442.6586 | 442.6945 | 467.8853 | 463.6863 | 487.4817 | 474.0959 | 501.0735 | 489.3465 | 517.1919 | 506.3485 | 535.1614 | 534.7318 | 562.1731 | 548.3197 | 579.521 | 0 | 0 | 0 | 0 | 0 | 0 | 0 | 0 | 0 | 0 | 0 | 0 | 0 | 0 | 0 | 0 | 0 | 0 | 0 | 0 | 0 | 0 | 0 | 0 | 0 | 0 | 0 | 0 | 0 | 0 | 0 | 0 | 0 | 0 | 0 | 0 | 0 | 0 | 0 | 0 | 0 | 0 | 0 | 0 | 0 | 0 | 0 | 0 | 0 | 0 | 0 | 0 | 0 | 0 | 0 | 0 | 0 | 0 | 0 | 0 | 0 | 0 | 0 | 0 | 0 | 0 | 0 | 0 | 0 | 0 | 0 | 0 | 0 | 0 | 0 | 0 | 0 | 0 | 0 | 0 | 0 | 0 | 0 | 0 | 0 | 0 | 0 | 0 | 0 | 0 | 0 | 0 | 0 | 0 | 0 | 0
End |  |  |  |  | 32703.864 | 33047.4522 | 33410.5917 | 33769.0729 | 34147.953 | 34533.9064 | 34939.666 | 35338.2442 | 35759.5029 | 36178.3289 | 36620.9875 | 37063.682 | 37531.5673 | 37995.2537 | 38482.7354 | 38956.8313 | 39457.9048 | 39947.2512 | 40464.4432 | 40970.7917 | 41505.9531 | 42040.6849 | 42602.858 | 43151.1778 | 43730.6987 | 42231.9167 | 40768.038 | 39120.0921 | 38302.1759 | 33638.2277 | 29819.4763 | 24790.1585 | 20699.1605 | 15098.0393 | 10614.4064 | 4449.5465 | 0 | 0 | 0 | 0 | 0 | 0 | 0 | 0 | 0 | 0 | 0 | 0 | 0 | 0 | 0 | 0 | 0 | 0 | 0 | 0 | 0 | 0 | 0 | 0 | 0 | 0 | 0 | 0 | 0 | 0 | 0 | 0 | 0 | 0 | 0 | 0 | 0 | 0 | 0 | 0 | 0 | 0 | 0 | 0 | 0 | 0 | 0 | 0 | 0 | 0 | 0 | 0 | 0 | 0 | 0 | 0 | 0 | 0 | 0 | 0 | 0 | 0 | 0 | 0 | 0 | 0 | 0 | 0 | 0 | 0 | 0 | 0 | 0 | 0 | 0 | 0 | 0 | 0 | 0 | 0 | 0 | 0 | 0 | 0 | 0
Debt Service (incl. WHT) |  |  |  |  | 0 | 953.8144 | 969.6235 | 966.9581 | 982.985 | 976.2225 | 986.9502 | 987.5214 | 1003.8892 | 999.7975 | 1016.3688 | 1010.1052 | 1026.8473 | 1033.4633 | 1044.82 | 1052.5617 | 1070.0074 | 1075.9973 | 1093.8315 | 1098.9258 | 1117.1401 | 1120.9577 | 1133.2759 | 1141.7882 | 1160.7128 | 3233.6327 | 3167.0398 | 3265.2643 | 2395.5812 | 6191.8378 | 5175.3396 | 6212.2932 | 5090.7545 | 6422.2824 | 5092.5183 | 6585.9465 | 4628.9912 | 0 | 0 | 0 | 0 | 0 | 0 | 0 | 0 | 0 | 0 | 0 | 0 | 0 | 0 | 0 | 0 | 0 | 0 | 0 | 0 | 0 | 0 | 0 | 0 | 0 | 0 | 0 | 0 | 0 | 0 | 0 | 0 | 0 | 0 | 0 | 0 | 0 | 0 | 0 | 0 | 0 | 0 | 0 | 0 | 0 | 0 | 0 | 0 | 0 | 0 | 0 | 0 | 0 | 0 | 0 | 0 | 0 | 0 | 0 | 0 | 0 | 0 | 0 | 0 | 0 | 0 | 0 | 0 | 0 | 0 | 0 | 0 | 0 | 0 | 0 | 0 | 0 | 0 | 0 | 0 | 0 | 0 | 0 | 0
Debt Service (excl. WHT) |  |  |  |  | 0 | 953.8144 | 969.6235 | 966.9581 | 982.985 | 976.2225 | 986.9502 | 987.5214 | 1003.8892 | 999.7975 | 1016.3688 | 1010.1052 | 1026.8473 | 1033.4633 | 1044.82 | 1052.5617 | 1070.0074 | 1075.9973 | 1093.8315 | 1098.9258 | 1117.1401 | 1120.9577 | 1133.2759 | 1141.7882 | 1160.7128 | 3233.6327 | 3167.0398 | 3265.2643 | 2395.5812 | 6191.8378 | 5175.3396 | 6212.2932 | 5090.7545 | 6422.2824 | 5092.5183 | 6585.9465 | 4628.9912 | 0 | 0 | 0 | 0 | 0 | 0 | 0 | 0 | 0 | 0 | 0 | 0 | 0 | 0 | 0 | 0 | 0 | 0 | 0 | 0 | 0 | 0 | 0 | 0 | 0 | 0 | 0 | 0 | 0 | 0 | 0 | 0 | 0 | 0 | 0 | 0 | 0 | 0 | 0 | 0 | 0 | 0 | 0 | 0 | 0 | 0 | 0 | 0 | 0 | 0 | 0 | 0 | 0 | 0 | 0 | 0 | 0 | 0 | 0 | 0 | 0 | 0 | 0 | 0 | 0 | 0 | 0 | 0 | 0 | 0 | 0 | 0 | 0 | 0 | 0 | 0 | 0 | 0 | 0 | 0 | 0 | 0 | 0 | 0
Balance |  |  | 1.819e-12 | 1.819e-12
Sponsor | 8%
%outstanding principal n-1 |  |  |  |  | 100% | 100% | 100% | 100% | 100% | 100% | 100% | 100% | 100% | 100% | 100% | 100% | 100% | 100% | 100% | 100% | 100% | 100% | 100% | 100% | 100% | 100% | 100% | 100% | 100% | 100% | 100% | 100% | 100% | 100% | 100% | 100% | 100% | 100% | 100% | 100% | 100% | 0% | 0% | 0% | 0% | 0% | 0% | 0% | 0% | 0% | 0% | 0% | 0% | 0% | 0% | 0% | 0% | 0% | 0% | 0% | 0% | 0% | 0% | 0% | 0% | 0% | 0% | 0% | 0% | 0% | 0% | 0% | 0% | 0% | 0% | 0% | 0% | 0% | 0% | 0% | 0% | 0% | 0% | 0% | 0% | 0% | 0% | 0% | 0% | 0% | 0% | 0% | 0% | 0% | 0% | 0% | 0% | 0% | 0% | 0% | 0% | 0% | 0% | 0% | 0% | 0% | 0% | 0% | 0% | 0% | 0% | 0% | 0% | 0% | 0% | 0% | 0% | 0% | 0% | 0% | 0% | 0% | 0% | 0% | 0%
Beginning |  |  |  |  | 0 | 32703.864 | 33047.4522 | 33410.5917 | 33769.0729 | 34147.953 | 34533.9064 | 34939.666 | 35338.2442 | 35759.5029 | 36178.3289 | 36620.9875 | 37063.682 | 37531.5673 | 37995.2537 | 38482.7354 | 38956.8313 | 39457.9048 | 39947.2512 | 40464.4432 | 40970.7917 | 41505.9531 | 42040.6849 | 42602.858 | 43151.1778 | 43730.6987 | 42231.9167 | 40768.038 | 39120.0921 | 38302.1759 | 33638.2277 | 29819.4763 | 24790.1585 | 20699.1605 | 15098.0393 | 10614.4064 | 4449.5465 | 0 | 0 | 0 | 0 | 0 | 0 | 0 | 0 | 0 | 0 | 0 | 0 | 0 | 0 | 0 | 0 | 0 | 0 | 0 | 0 | 0 | 0 | 0 | 0 | 0 | 0 | 0 | 0 | 0 | 0 | 0 | 0 | 0 | 0 | 0 | 0 | 0 | 0 | 0 | 0 | 0 | 0 | 0 | 0 | 0 | 0 | 0 | 0 | 0 | 0 | 0 | 0 | 0 | 0 | 0 | 0 | 0 | 0 | 0 | 0 | 0 | 0 | 0 | 0 | 0 | 0 | 0 | 0 | 0 | 0 | 0 | 0 | 0 | 0 | 0 | 0 | 0 | 0 | 0 | 0 | 0 | 0 | 0 | 0
Funding | 29135.1762 |  |  |  | 29135.1762 | 0 | 0 | 0 | 0 | 0 | 0 | 0 | 0 | 0 | 0 | 0 | 0 | 0 | 0 | 0 | 0 | 0 | 0 | 0 | 0 | 0 | 0 | 0 | 0 | 0 | 0 | 0 | 0 | 0 | 0 | 0 | 0 | 0 | 0 | 0 | 0 | 0 | 0 | 0 | 0 | 0 | 0 | 0 | 0 | 0 | 0 | 0 | 0 | 0 | 0 | 0 | 0 | 0 | 0 | 0 | 0 | 0 | 0 | 0 | 0 | 0 | 0 | 0 | 0 | 0 | 0 | 0 | 0 | 0 | 0 | 0 | 0 | 0 | 0 | 0 | 0 | 0 | 0 | 0 | 0 | 0 | 0 | 0 | 0 | 0 | 0 | 0 | 0 | 0 | 0 | 0 | 0 | 0 | 0 | 0 | 0 | 0 | 0 | 0 | 0 | 0 | 0 | 0 | 0 | 0 | 0 | 0 | 0 | 0 | 0 | 0 | 0 | 0 | 0 | 0 | 0 | 0 | 0 | 0 | 0
Net interest payment | 3568.6878 |  | 53350.8703 |  | 3568.6878 | 1297.4026 | 1332.763 | 1325.4394 | 1361.8651 | 1362.1759 | 1392.7099 | 1386.0996 | 1425.1478 | 1418.6236 | 1459.0274 | 1452.7997 | 1494.7326 | 1497.1496 | 1532.3017 | 1526.6576 | 1571.081 | 1565.3437 | 1611.0234 | 1605.2743 | 1652.3015 | 1655.6895 | 1695.449 | 1690.1079 | 1740.2338 | 1734.8507 | 1703.1611 | 1617.3183 | 1577.6651 | 1527.8895 | 1356.5883 | 1182.9754 | 999.7565 | 821.1612 | 608.8853 | 421.0866 | 179.4447 | 0 | 0 | 0 | 0 | 0 | 0 | 0 | 0 | 0 | 0 | 0 | 0 | 0 | 0 | 0 | 0 | 0 | 0 | 0 | 0 | 0 | 0 | 0 | 0 | 0 | 0 | 0 | 0 | 0 | 0 | 0 | 0 | 0 | 0 | 0 | 0 | 0 | 0 | 0 | 0 | 0 | 0 | 0 | 0 | 0 | 0 | 0 | 0 | 0 | 0 | 0 | 0 | 0 | 0 | 0 | 0 | 0 | 0 | 0 | 0 | 0 | 0 | 0 | 0 | 0 | 0 | 0 | 0 | 0 | 0 | 0 | 0 | 0 | 0 | 0 | 0 | 0 | 0 | 0 | 0 | 0 | 0 | 0 | 0
Withholding Tax | 0% |  |  |  | 0 | 0 | 0 | 0 | 0 | 0 | 0 | 0 | 0 | 0 | 0 | 0 | 0 | 0 | 0 | 0 | 0 | 0 | 0 | 0 | 0 | 0 | 0 | 0 | 0 | 0 | 0 | 0 | 0 | 0 | 0 | 0 | 0 | 0 | 0 | 0 | 0 | 0 | 0 | 0 | 0 | 0 | 0 | 0 | 0 | 0 | 0 | 0 | 0 | 0 | 0 | 0 | 0 | 0 | 0 | 0 | 0 | 0 | 0 | 0 | 0 | 0 | 0 | 0 | 0 | 0 | 0 | 0 | 0 | 0 | 0 | 0 | 0 | 0 | 0 | 0 | 0 | 0 | 0 | 0 | 0 | 0 | 0 | 0 | 0 | 0 | 0 | 0 | 0 | 0 | 0 | 0 | 0 | 0 | 0 | 0 | 0 | 0 | 0 | 0 | 0 | 0 | 0 | 0 | 0 | 0 | 0 | 0 | 0 | 0 | 0 | 0 | 0 | 0 | 0 | 0 | 0 | 0 | 0 | 0 | 0
Principal |  |  | 43730.6987 |  | 0 | 0 | 0 | 0 | 0 | 0 | 0 | 0 | 0 | 0 | 0 | 0 | 0 | 0 | 0 | 0 | 0 | 0 | 0 | 0 | 0 | 0 | 0 | 0 | 0 | 1498.782 | 1463.8787 | 1647.9459 | 817.9162 | 4663.9483 | 3818.7514 | 5029.3178 | 4090.998 | 5601.1212 | 4483.633 | 6164.8599 | 4449.5465 | 0 | 0 | 0 | 0 | 0 | 0 | 0 | 0 | 0 | 0 | 0 | 0 | 0 | 0 | 0 | 0 | 0 | 0 | 0 | 0 | 0 | 0 | 0 | 0 | 0 | 0 | 0 | 0 | 0 | 0 | 0 | 0 | 0 | 0 | 0 | 0 | 0 | 0 | 0 | 0 | 0 | 0 | 0 | 0 | 0 | 0 | 0 | 0 | 0 | 0 | 0 | 0 | 0 | 0 | 0 | 0 | 0 | 0 | 0 | 0 | 0 | 0 | 0 | 0 | 0 | 0 | 0 | 0 | 0 | 0 | 0 | 0 | 0 | 0 | 0 | 0 | 0 | 0 | 0 | 0 | 0 | 0 | 0 | 0
Interests to capitalize |  |  | 14595.5225 |  | 3568.6878 | 343.5882 | 363.1395 | 358.4813 | 378.8801 | 385.9534 | 405.7597 | 398.5782 | 421.2586 | 418.826 | 442.6586 | 442.6945 | 467.8853 | 463.6863 | 487.4817 | 474.0959 | 501.0735 | 489.3465 | 517.1919 | 506.3485 | 535.1614 | 534.7318 | 562.1731 | 548.3197 | 579.521 | 0 | 0 | 0 | 0 | 0 | 0 | 0 | 0 | 0 | 0 | 0 | 0 | 0 | 0 | 0 | 0 | 0 | 0 | 0 | 0 | 0 | 0 | 0 | 0 | 0 | 0 | 0 | 0 | 0 | 0 | 0 | 0 | 0 | 0 | 0 | 0 | 0 | 0 | 0 | 0 | 0 | 0 | 0 | 0 | 0 | 0 | 0 | 0 | 0 | 0 | 0 | 0 | 0 | 0 | 0 | 0 | 0 | 0 | 0 | 0 | 0 | 0 | 0 | 0 | 0 | 0 | 0 | 0 | 0 | 0 | 0 | 0 | 0 | 0 | 0 | 0 | 0 | 0 | 0 | 0 | 0 | 0 | 0 | 0 | 0 | 0 | 0 | 0 | 0 | 0 | 0 | 0 | 0 | 0 | 0 | 0
End |  |  |  |  | 32703.864 | 33047.4522 | 33410.5917 | 33769.0729 | 34147.953 | 34533.9064 | 34939.666 | 35338.2442 | 35759.5029 | 36178.3289 | 36620.9875 | 37063.682 | 37531.5673 | 37995.2537 | 38482.7354 | 38956.8313 | 39457.9048 | 39947.2512 | 40464.4432 | 40970.7917 | 41505.9531 | 42040.6849 | 42602.858 | 43151.1778 | 43730.6987 | 42231.9167 | 40768.038 | 39120.0921 | 38302.1759 | 33638.2277 | 29819.4763 | 24790.1585 | 20699.1605 | 15098.0393 | 10614.4064 | 4449.5465 | 0 | 0 | 0 | 0 | 0 | 0 | 0 | 0 | 0 | 0 | 0 | 0 | 0 | 0 | 0 | 0 | 0 | 0 | 0 | 0 | 0 | 0 | 0 | 0 | 0 | 0 | 0 | 0 | 0 | 0 | 0 | 0 | 0 | 0 | 0 | 0 | 0 | 0 | 0 | 0 | 0 | 0 | 0 | 0 | 0 | 0 | 0 | 0 | 0 | 0 | 0 | 0 | 0 | 0 | 0 | 0 | 0 | 0 | 0 | 0 | 0 | 0 | 0 | 0 | 0 | 0 | 0 | 0 | 0 | 0 | 0 | 0 | 0 | 0 | 0 | 0 | 0 | 0 | 0 | 0 | 0 | 0 | 0 | 0 | 0
Sponsor |  |  |  |  | 3568.6878 | 1297.4026 | 1332.763 | 1325.4394 | 1361.8651 | 1362.1759 | 1392.7099 | 1386.0996 | 1425.1478 | 1418.6236 | 1459.0274 | 1452.7997 | 1494.7326 | 1497.1496 | 1532.3017 | 1526.6576 | 1571.081 | 1565.3437 | 1611.0234 | 1605.2743 | 1652.3015 | 1655.6895 | 1695.449 | 1690.1079 | 1740.2338 | 3233.6327 | 3167.0398 | 3265.2643 | 2395.5812 | 6191.8378 | 5175.3396 | 6212.2932 | 5090.7545 | 6422.2824 | 5092.5183 | 6585.9465 | 4628.9912 | 0 | 0 | 0 | 0 | 0 | 0 | 0 | 0 | 0 | 0 | 0 | 0 | 0 | 0 | 0 | 0 | 0 | 0 | 0 | 0 | 0 | 0 | 0 | 0 | 0 | 0 | 0 | 0 | 0 | 0 | 0 | 0 | 0 | 0 | 0 | 0 | 0 | 0 | 0 | 0 | 0 | 0 | 0 | 0 | 0 | 0 | 0 | 0 | 0 | 0 | 0 | 0 | 0 | 0 | 0 | 0 | 0 | 0 | 0 | 0 | 0 | 0 | 0 | 0 | 0 | 0 | 0 | 0 | 0 | 0 | 0 | 0 | 0 | 0 | 0 | 0 | 0 | 0 | 0 | 0 | 0 | 0 | 0 | 0
Investor 1 | 8%
%outstanding principal n-1 | bar: 0 to 120
Beginning |  |  |  |  | 0 | 0 | 0 | 0 | 0 | 0 | 0 | 0 | 0 | 0 | 0 | 0 | 0 | 0 | 0 | 0 | 0 | 0 | 0 | 0 | 0 | 0 | 0 | 0 | 0 | 0 | 0 | 0 | 0 | 0 | 0 | 0 | 0 | 0 | 0 | 0 | 0 | 0 | 0 | 0 | 0 | 0 | 0 | 0 | 0 | 0 | 0 | 0 | 0 | 0 | 0 | 0 | 0 | 0 | 0 | 0 | 0 | 0 | 0 | 0 | 0 | 0 | 0 | 0 | 0 | 0 | 0 | 0 | 0 | 0 | 0 | 0 | 0 | 0 | 0 | 0 | 0 | 0 | 0 | 0 | 0 | 0 | 0 | 0 | 0 | 0 | 0 | 0 | 0 | 0 | 0 | 0 | 0 | 0 | 0 | 0 | 0 | 0 | 0 | 0 | 0 | 0 | 0 | 0 | 0 | 0 | 0 | 0 | 0 | 0 | 0 | 0 | 0 | 0 | 0 | 0 | 0 | 0 | 0 | 0 | 0
Funding | 0 |  |  |  | 0 | 0 | 0 | 0 | 0 | 0 | 0 | 0 | 0 | 0 | 0 | 0 | 0 | 0 | 0 | 0 | 0 | 0 | 0 | 0 | 0 | 0 | 0 | 0 | 0 | 0 | 0 | 0 | 0 | 0 | 0 | 0 | 0 | 0 | 0 | 0 | 0 | 0 | 0 | 0 | 0 | 0 | 0 | 0 | 0 | 0 | 0 | 0 | 0 | 0 | 0 | 0 | 0 | 0 | 0 | 0 | 0 | 0 | 0 | 0 | 0 | 0 | 0 | 0 | 0 | 0 | 0 | 0 | 0 | 0 | 0 | 0 | 0 | 0 | 0 | 0 | 0 | 0 | 0 | 0 | 0 | 0 | 0 | 0 | 0 | 0 | 0 | 0 | 0 | 0 | 0 | 0 | 0 | 0 | 0 | 0 | 0 | 0 | 0 | 0 | 0 | 0 | 0 | 0 | 0 | 0 | 0 | 0 | 0 | 0 | 0 | 0 | 0 | 0 | 0 | 0 | 0 | 0 | 0 | 0 | 0
Net interest payment | 0 |  | 0 |  | 0 | 0 | 0 | 0 | 0 | 0 | 0 | 0 | 0 | 0 | 0 | 0 | 0 | 0 | 0 | 0 | 0 | 0 | 0 | 0 | 0 | 0 | 0 | 0 | 0 | 0 | 0 | 0 | 0 | 0 | 0 | 0 | 0 | 0 | 0 | 0 | 0 | 0 | 0 | 0 | 0 | 0 | 0 | 0 | 0 | 0 | 0 | 0 | 0 | 0 | 0 | 0 | 0 | 0 | 0 | 0 | 0 | 0 | 0 | 0 | 0 | 0 | 0 | 0 | 0 | 0 | 0 | 0 | 0 | 0 | 0 | 0 | 0 | 0 | 0 | 0 | 0 | 0 | 0 | 0 | 0 | 0 | 0 | 0 | 0 | 0 | 0 | 0 | 0 | 0 | 0 | 0 | 0 | 0 | 0 | 0 | 0 | 0 | 0 | 0 | 0 | 0 | 0 | 0 | 0 | 0 | 0 | 0 | 0 | 0 | 0 | 0 | 0 | 0 | 0 | 0 | 0 | 0 | 0 | 0 | 0
Withholding Tax | 0% |  |  |  | 0 | 0 | 0 | 0 | 0 | 0 | 0 | 0 | 0 | 0 | 0 | 0 | 0 | 0 | 0 | 0 | 0 | 0 | 0 | 0 | 0 | 0 | 0 | 0 | 0 | 0 | 0 | 0 | 0 | 0 | 0 | 0 | 0 | 0 | 0 | 0 | 0 | 0 | 0 | 0 | 0 | 0 | 0 | 0 | 0 | 0 | 0 | 0 | 0 | 0 | 0 | 0 | 0 | 0 | 0 | 0 | 0 | 0 | 0 | 0 | 0 | 0 | 0 | 0 | 0 | 0 | 0 | 0 | 0 | 0 | 0 | 0 | 0 | 0 | 0 | 0 | 0 | 0 | 0 | 0 | 0 | 0 | 0 | 0 | 0 | 0 | 0 | 0 | 0 | 0 | 0 | 0 | 0 | 0 | 0 | 0 | 0 | 0 | 0 | 0 | 0 | 0 | 0 | 0 | 0 | 0 | 0 | 0 | 0 | 0 | 0 | 0 | 0 | 0 | 0 | 0 | 0 | 0 | 0 | 0 | 0
Principal |  |  | 0 |  | 0 | 0 | 0 | 0 | 0 | 0 | 0 | 0 | 0 | 0 | 0 | 0 | 0 | 0 | 0 | 0 | 0 | 0 | 0 | 0 | 0 | 0 | 0 | 0 | 0 | 0 | 0 | 0 | 0 | 0 | 0 | 0 | 0 | 0 | 0 | 0 | 0 | 0 | 0 | 0 | 0 | 0 | 0 | 0 | 0 | 0 | 0 | 0 | 0 | 0 | 0 | 0 | 0 | 0 | 0 | 0 | 0 | 0 | 0 | 0 | 0 | 0 | 0 | 0 | 0 | 0 | 0 | 0 | 0 | 0 | 0 | 0 | 0 | 0 | 0 | 0 | 0 | 0 | 0 | 0 | 0 | 0 | 0 | 0 | 0 | 0 | 0 | 0 | 0 | 0 | 0 | 0 | 0 | 0 | 0 | 0 | 0 | 0 | 0 | 0 | 0 | 0 | 0 | 0 | 0 | 0 | 0 | 0 | 0 | 0 | 0 | 0 | 0 | 0 | 0 | 0 | 0 | 0 | 0 | 0 | 0
Interests to capitalize |  |  | 0 |  | 0 | 0 | 0 | 0 | 0 | 0 | 0 | 0 | 0 | 0 | 0 | 0 | 0 | 0 | 0 | 0 | 0 | 0 | 0 | 0 | 0 | 0 | 0 | 0 | 0 | 0 | 0 | 0 | 0 | 0 | 0 | 0 | 0 | 0 | 0 | 0 | 0 | 0 | 0 | 0 | 0 | 0 | 0 | 0 | 0 | 0 | 0 | 0 | 0 | 0 | 0 | 0 | 0 | 0 | 0 | 0 | 0 | 0 | 0 | 0 | 0 | 0 | 0 | 0 | 0 | 0 | 0 | 0 | 0 | 0 | 0 | 0 | 0 | 0 | 0 | 0 | 0 | 0 | 0 | 0 | 0 | 0 | 0 | 0 | 0 | 0 | 0 | 0 | 0 | 0 | 0 | 0 | 0 | 0 | 0 | 0 | 0 | 0 | 0 | 0 | 0 | 0 | 0 | 0 | 0 | 0 | 0 | 0 | 0 | 0 | 0 | 0 | 0 | 0 | 0 | 0 | 0 | 0 | 0 | 0 | 0
End |  |  |  |  | 0 | 0 | 0 | 0 | 0 | 0 | 0 | 0 | 0 | 0 | 0 | 0 | 0 | 0 | 0 | 0 | 0 | 0 | 0 | 0 | 0 | 0 | 0 | 0 | 0 | 0 | 0 | 0 | 0 | 0 | 0 | 0 | 0 | 0 | 0 | 0 | 0 | 0 | 0 | 0 | 0 | 0 | 0 | 0 | 0 | 0 | 0 | 0 | 0 | 0 | 0 | 0 | 0 | 0 | 0 | 0 | 0 | 0 | 0 | 0 | 0 | 0 | 0 | 0 | 0 | 0 | 0 | 0 | 0 | 0 | 0 | 0 | 0 | 0 | 0 | 0 | 0 | 0 | 0 | 0 | 0 | 0 | 0 | 0 | 0 | 0 | 0 | 0 | 0 | 0 | 0 | 0 | 0 | 0 | 0 | 0 | 0 | 0 | 0 | 0 | 0 | 0 | 0 | 0 | 0 | 0 | 0 | 0 | 0 | 0 | 0 | 0 | 0 | 0 | 0 | 0 | 0 | 0 | 0 | 0 | 0
Investor 1 |  |  |  |  | 0 | 0 | 0 | 0 | 0 | 0 | 0 | 0 | 0 | 0 | 0 | 0 | 0 | 0 | 0 | 0 | 0 | 0 | 0 | 0 | 0 | 0 | 0 | 0 | 0 | 0 | 0 | 0 | 0 | 0 | 0 | 0 | 0 | 0 | 0 | 0 | 0 | 0 | 0 | 0 | 0 | 0 | 0 | 0 | 0 | 0 | 0 | 0 | 0 | 0 | 0 | 0 | 0 | 0 | 0 | 0 | 0 | 0 | 0 | 0 | 0 | 0 | 0 | 0 | 0 | 0 | 0 | 0 | 0 | 0 | 0 | 0 | 0 | 0 | 0 | 0 | 0 | 0 | 0 | 0 | 0 | 0 | 0 | 0 | 0 | 0 | 0 | 0 | 0 | 0 | 0 | 0 | 0 | 0 | 0 | 0 | 0 | 0 | 0 | 0 | 0 | 0 | 0 | 0 | 0 | 0 | 0 | 0 | 0 | 0 | 0 | 0 | 0 | 0 | 0 | 0 | 0 | 0 | 0 | 0 | 0
Investor 2 | 8%
%outstanding principal n-1 | bar: 0 to 120
Beginning |  |  |  |  | 0 | 0 | 0 | 0 | 0 | 0 | 0 | 0 | 0 | 0 | 0 | 0 | 0 | 0 | 0 | 0 | 0 | 0 | 0 | 0 | 0 | 0 | 0 | 0 | 0 | 0 | 0 | 0 | 0 | 0 | 0 | 0 | 0 | 0 | 0 | 0 | 0 | 0 | 0 | 0 | 0 | 0 | 0 | 0 | 0 | 0 | 0 | 0 | 0 | 0 | 0 | 0 | 0 | 0 | 0 | 0 | 0 | 0 | 0 | 0 | 0 | 0 | 0 | 0 | 0 | 0 | 0 | 0 | 0 | 0 | 0 | 0 | 0 | 0 | 0 | 0 | 0 | 0 | 0 | 0 | 0 | 0 | 0 | 0 | 0 | 0 | 0 | 0 | 0 | 0 | 0 | 0 | 0 | 0 | 0 | 0 | 0 | 0 | 0 | 0 | 0 | 0 | 0 | 0 | 0 | 0 | 0 | 0 | 0 | 0 | 0 | 0 | 0 | 0 | 0 | 0 | 0 | 0 | 0 | 0 | 0
Funding | 0 |  |  |  | 0 | 0 | 0 | 0 | 0 | 0 | 0 | 0 | 0 | 0 | 0 | 0 | 0 | 0 | 0 | 0 | 0 | 0 | 0 | 0 | 0 | 0 | 0 | 0 | 0 | 0 | 0 | 0 | 0 | 0 | 0 | 0 | 0 | 0 | 0 | 0 | 0 | 0 | 0 | 0 | 0 | 0 | 0 | 0 | 0 | 0 | 0 | 0 | 0 | 0 | 0 | 0 | 0 | 0 | 0 | 0 | 0 | 0 | 0 | 0 | 0 | 0 | 0 | 0 | 0 | 0 | 0 | 0 | 0 | 0 | 0 | 0 | 0 | 0 | 0 | 0 | 0 | 0 | 0 | 0 | 0 | 0 | 0 | 0 | 0 | 0 | 0 | 0 | 0 | 0 | 0 | 0 | 0 | 0 | 0 | 0 | 0 | 0 | 0 | 0 | 0 | 0 | 0 | 0 | 0 | 0 | 0 | 0 | 0 | 0 | 0 | 0 | 0 | 0 | 0 | 0 | 0 | 0 | 0 | 0 | 0
Net interest payment | 0 |  | 0 |  | 0 | 0 | 0 | 0 | 0 | 0 | 0 | 0 | 0 | 0 | 0 | 0 | 0 | 0 | 0 | 0 | 0 | 0 | 0 | 0 | 0 | 0 | 0 | 0 | 0 | 0 | 0 | 0 | 0 | 0 | 0 | 0 | 0 | 0 | 0 | 0 | 0 | 0 | 0 | 0 | 0 | 0 | 0 | 0 | 0 | 0 | 0 | 0 | 0 | 0 | 0 | 0 | 0 | 0 | 0 | 0 | 0 | 0 | 0 | 0 | 0 | 0 | 0 | 0 | 0 | 0 | 0 | 0 | 0 | 0 | 0 | 0 | 0 | 0 | 0 | 0 | 0 | 0 | 0 | 0 | 0 | 0 | 0 | 0 | 0 | 0 | 0 | 0 | 0 | 0 | 0 | 0 | 0 | 0 | 0 | 0 | 0 | 0 | 0 | 0 | 0 | 0 | 0 | 0 | 0 | 0 | 0 | 0 | 0 | 0 | 0 | 0 | 0 | 0 | 0 | 0 | 0 | 0 | 0 | 0 | 0
Withholding Tax | 0% |  |  |  | 0 | 0 | 0 | 0 | 0 | 0 | 0 | 0 | 0 | 0 | 0 | 0 | 0 | 0 | 0 | 0 | 0 | 0 | 0 | 0 | 0 | 0 | 0 | 0 | 0 | 0 | 0 | 0 | 0 | 0 | 0 | 0 | 0 | 0 | 0 | 0 | 0 | 0 | 0 | 0 | 0 | 0 | 0 | 0 | 0 | 0 | 0 | 0 | 0 | 0 | 0 | 0 | 0 | 0 | 0 | 0 | 0 | 0 | 0 | 0 | 0 | 0 | 0 | 0 | 0 | 0 | 0 | 0 | 0 | 0 | 0 | 0 | 0 | 0 | 0 | 0 | 0 | 0 | 0 | 0 | 0 | 0 | 0 | 0 | 0 | 0 | 0 | 0 | 0 | 0 | 0 | 0 | 0 | 0 | 0 | 0 | 0 | 0 | 0 | 0 | 0 | 0 | 0 | 0 | 0 | 0 | 0 | 0 | 0 | 0 | 0 | 0 | 0 | 0 | 0 | 0 | 0 | 0 | 0 | 0 | 0
Principal |  |  | 0 |  | 0 | 0 | 0 | 0 | 0 | 0 | 0 | 0 | 0 | 0 | 0 | 0 | 0 | 0 | 0 | 0 | 0 | 0 | 0 | 0 | 0 | 0 | 0 | 0 | 0 | 0 | 0 | 0 | 0 | 0 | 0 | 0 | 0 | 0 | 0 | 0 | 0 | 0 | 0 | 0 | 0 | 0 | 0 | 0 | 0 | 0 | 0 | 0 | 0 | 0 | 0 | 0 | 0 | 0 | 0 | 0 | 0 | 0 | 0 | 0 | 0 | 0 | 0 | 0 | 0 | 0 | 0 | 0 | 0 | 0 | 0 | 0 | 0 | 0 | 0 | 0 | 0 | 0 | 0 | 0 | 0 | 0 | 0 | 0 | 0 | 0 | 0 | 0 | 0 | 0 | 0 | 0 | 0 | 0 | 0 | 0 | 0 | 0 | 0 | 0 | 0 | 0 | 0 | 0 | 0 | 0 | 0 | 0 | 0 | 0 | 0 | 0 | 0 | 0 | 0 | 0 | 0 | 0 | 0 | 0 | 0
Interests to capitalize |  |  | 0 |  | 0 | 0 | 0 | 0 | 0 | 0 | 0 | 0 | 0 | 0 | 0 | 0 | 0 | 0 | 0 | 0 | 0 | 0 | 0 | 0 | 0 | 0 | 0 | 0 | 0 | 0 | 0 | 0 | 0 | 0 | 0 | 0 | 0 | 0 | 0 | 0 | 0 | 0 | 0 | 0 | 0 | 0 | 0 | 0 | 0 | 0 | 0 | 0 | 0 | 0 | 0 | 0 | 0 | 0 | 0 | 0 | 0 | 0 | 0 | 0 | 0 | 0 | 0 | 0 | 0 | 0 | 0 | 0 | 0 | 0 | 0 | 0 | 0 | 0 | 0 | 0 | 0 | 0 | 0 | 0 | 0 | 0 | 0 | 0 | 0 | 0 | 0 | 0 | 0 | 0 | 0 | 0 | 0 | 0 | 0 | 0 | 0 | 0 | 0 | 0 | 0 | 0 | 0 | 0 | 0 | 0 | 0 | 0 | 0 | 0 | 0 | 0 | 0 | 0 | 0 | 0 | 0 | 0 | 0 | 0 | 0
End |  |  |  |  | 0 | 0 | 0 | 0 | 0 | 0 | 0 | 0 | 0 | 0 | 0 | 0 | 0 | 0 | 0 | 0 | 0 | 0 | 0 | 0 | 0 | 0 | 0 | 0 | 0 | 0 | 0 | 0 | 0 | 0 | 0 | 0 | 0 | 0 | 0 | 0 | 0 | 0 | 0 | 0 | 0 | 0 | 0 | 0 | 0 | 0 | 0 | 0 | 0 | 0 | 0 | 0 | 0 | 0 | 0 | 0 | 0 | 0 | 0 | 0 | 0 | 0 | 0 | 0 | 0 | 0 | 0 | 0 | 0 | 0 | 0 | 0 | 0 | 0 | 0 | 0 | 0 | 0 | 0 | 0 | 0 | 0 | 0 | 0 | 0 | 0 | 0 | 0 | 0 | 0 | 0 | 0 | 0 | 0 | 0 | 0 | 0 | 0 | 0 | 0 | 0 | 0 | 0 | 0 | 0 | 0 | 0 | 0 | 0 | 0 | 0 | 0 | 0 | 0 | 0 | 0 | 0 | 0 | 0 | 0 | 0
Investor 2 |  |  |  |  | 0 | 0 | 0 | 0 | 0 | 0 | 0 | 0 | 0 | 0 | 0 | 0 | 0 | 0 | 0 | 0 | 0 | 0 | 0 | 0 | 0 | 0 | 0 | 0 | 0 | 0 | 0 | 0 | 0 | 0 | 0 | 0 | 0 | 0 | 0 | 0 | 0 | 0 | 0 | 0 | 0 | 0 | 0 | 0 | 0 | 0 | 0 | 0 | 0 | 0 | 0 | 0 | 0 | 0 | 0 | 0 | 0 | 0 | 0 | 0 | 0 | 0 | 0 | 0 | 0 | 0 | 0 | 0 | 0 | 0 | 0 | 0 | 0 | 0 | 0 | 0 | 0 | 0 | 0 | 0 | 0 | 0 | 0 | 0 | 0 | 0 | 0 | 0 | 0 | 0 | 0 | 0 | 0 | 0 | 0 | 0 | 0 | 0 | 0 | 0 | 0 | 0 | 0 | 0 | 0 | 0 | 0 | 0 | 0 | 0 | 0 | 0 | 0 | 0 | 0 | 0 | 0 | 0 | 0 | 0 | 0
Overcapitalization check |  |  |  | 1
Shareholder Loan Repayment |  |  | 17.5202

## Eq
BoP |  |  |  | 11028.6714 | time axis 2028-06-30 to 2089-07-01
EoP | time axis 2029-12-31 to 2089-12-31
Year |  |  |  |  | 0 | 1 | 1 | 2 | 2 | 3 | 3 | 4 | 4 | 5 | 5 | 6 | 6 | 7 | 7 | 8 | 8 | 9 | 9 | 10 | 10 | 11 | 11 | 12 | 12 | 13 | 13 | 14 | 14 | 15 | 15 | 16 | 16 | 17 | 17 | 18 | 18 | 19 | 19 | 20 | 20 | 21 | 21 | 22 | 22 | 23 | 23 | 24 | 24 | 25 | 25 | 26 | 26 | 27 | 27 | 28 | 28 | 29 | 29 | 30 | 30 | 31 | 31 | 32 | 32 | 33 | 33 | 34 | 34 | 35 | 35 | 36 | 36 | 37 | 37 | 38 | 38 | 39 | 39 | 40 | 40 | 41 | 41 | 42 | 42 | 43 | 43 | 44 | 44 | 45 | 45 | 46 | 46 | 47 | 47 | 48 | 48 | 49 | 49 | 50 | 50 | 51 | 51 | 52 | 52 | 53 | 53 | 54 | 54 | 55 | 55 | 56 | 56 | 57 | 57 | 58 | 58 | 59 | 59 | 60 | 60
Equity Flows |  |  |  |  | 0 | 1 | 2 | 3 | 4 | 5 | 6 | 7 | 8 | 9 | 10 | 11 | 12 | 13 | 14 | 15 | 16 | 17 | 18 | 19 | 20 | 21 | 22 | 23 | 24 | 25 | 26 | 27 | 28 | 29 | 30 | 31 | 32 | 33 | 34 | 35 | 36 | 37 | 38 | 39 | 40 | 41 | 42 | 43 | 44 | 45 | 46 | 47 | 48 | 49 | 50 | 51 | 52 | 53 | 54 | 55 | 56 | 57 | 58 | 59 | 60 | 61 | 62 | 63 | 64 | 65 | 66 | 67 | 68 | 69 | 70 | 71 | 72 | 73 | 74 | 75 | 76 | 77 | 78 | 79 | 80 | 81 | 82 | 83 | 84 | 85 | 86 | 87 | 88 | 89 | 90 | 91 | 92 | 93 | 94 | 95 | 96 | 97 | 98 | 99 | 100 | 101 | 102 | 103 | 104 | 105 | 106 | 107 | 108 | 109 | 110 | 111 | 112 | 113 | 114 | 115 | 116 | 117 | 118 | 119 | 120
Project Life |  |  |  |  | FALSE | TRUE | TRUE | TRUE | TRUE | TRUE | TRUE | TRUE | TRUE | TRUE | TRUE | TRUE | TRUE | TRUE | TRUE | TRUE | TRUE | TRUE | TRUE | TRUE | TRUE | TRUE | TRUE | TRUE | TRUE | TRUE | TRUE | TRUE | TRUE | TRUE | TRUE | TRUE | TRUE | TRUE | TRUE | TRUE | TRUE | TRUE | TRUE | TRUE | TRUE | TRUE | TRUE | TRUE | TRUE | TRUE | TRUE | TRUE | TRUE | TRUE | TRUE | TRUE | TRUE | TRUE | TRUE | TRUE | TRUE | TRUE | TRUE | TRUE | TRUE | FALSE | FALSE | FALSE | FALSE | FALSE | FALSE | FALSE | FALSE | FALSE | FALSE | FALSE | FALSE | FALSE | FALSE | FALSE | FALSE | FALSE | FALSE | FALSE | FALSE | FALSE | FALSE | FALSE | FALSE | FALSE | FALSE | FALSE | FALSE | FALSE | FALSE | FALSE | FALSE | FALSE | FALSE | FALSE | FALSE | FALSE | FALSE | FALSE | FALSE | FALSE | FALSE | FALSE | FALSE | FALSE | FALSE | FALSE | FALSE | FALSE | FALSE | FALSE | FALSE | FALSE | FALSE | FALSE | FALSE | FALSE | FALSE | FALSE | FALSE
Operation Period (incl. Leap) |  |  |  |  | 0% | 49.59% | 50.41% | 49.59% | 50.41% | 49.73% | 50.27% | 49.59% | 50.41% | 49.59% | 50.41% | 49.59% | 50.41% | 49.73% | 50.27% | 49.59% | 50.41% | 49.59% | 50.41% | 49.59% | 50.41% | 49.73% | 50.27% | 49.59% | 50.41% | 49.59% | 50.41% | 49.59% | 50.41% | 49.73% | 50.27% | 49.59% | 50.41% | 49.59% | 50.41% | 49.59% | 50.41% | 49.73% | 50.27% | 49.59% | 50.41% | 49.59% | 50.41% | 49.59% | 50.41% | 49.73% | 50.27% | 49.59% | 50.41% | 49.59% | 50.41% | 49.59% | 50.41% | 49.73% | 50.27% | 49.59% | 50.41% | 49.59% | 50.41% | 49.59% | 50.41% | 0% | 0% | 0% | 0% | 0% | 0% | 0% | 0% | 0% | 0% | 0% | 0% | 0% | 0% | 0% | 0% | 0% | 0% | 0% | 0% | 0% | 0% | 0% | 0% | 0% | 0% | 0% | 0% | 0% | 0% | 0% | 0% | 0% | 0% | 0% | 0% | 0% | 0% | 0% | 0% | 0% | 0% | 0% | 0% | 0% | 0% | 0% | 0% | 0% | 0% | 0% | 0% | 0% | 0% | 0% | 0% | 0% | 0% | 0% | 0%
Investment Horizon | 30 |  |  |  | TRUE | TRUE | TRUE | TRUE | TRUE | TRUE | TRUE | TRUE | TRUE | TRUE | TRUE | TRUE | TRUE | TRUE | TRUE | TRUE | TRUE | TRUE | TRUE | TRUE | TRUE | TRUE | TRUE | TRUE | TRUE | TRUE | TRUE | TRUE | TRUE | TRUE | TRUE | TRUE | TRUE | TRUE | TRUE | TRUE | TRUE | TRUE | TRUE | TRUE | TRUE | TRUE | TRUE | TRUE | TRUE | TRUE | TRUE | TRUE | TRUE | TRUE | TRUE | TRUE | TRUE | TRUE | TRUE | TRUE | TRUE | TRUE | TRUE | TRUE | TRUE | FALSE | FALSE | FALSE | FALSE | FALSE | FALSE | FALSE | FALSE | FALSE | FALSE | FALSE | FALSE | FALSE | FALSE | FALSE | FALSE | FALSE | FALSE | FALSE | FALSE | FALSE | FALSE | FALSE | FALSE | FALSE | FALSE | FALSE | FALSE | FALSE | FALSE | FALSE | FALSE | FALSE | FALSE | FALSE | FALSE | FALSE | FALSE | FALSE | FALSE | FALSE | FALSE | FALSE | FALSE | FALSE | FALSE | FALSE | FALSE | FALSE | FALSE | FALSE | FALSE | FALSE | FALSE | FALSE | FALSE | FALSE | FALSE | FALSE | FALSE
Investor's Investment Date | 2028-06-30
First Distribution Date | 2030-06-30
Equity Operation Flows | time axis 2028-06-30 to 2089-12-31
Gross Dividends |  |  |  |  | 0 | 0 | 0 | 0 | 0 | 0 | 0 | 0 | 0 | 0 | 0 | 0 | 0 | 0 | 0 | 0 | 0 | 0 | 0 | 0 | 0 | 0 | 0 | 0 | 0 | 0 | 0 | 0 | 0 | 0 | 0 | 0 | 0 | 0 | 0 | 0 | 421.1837 | 6765.0887 | 5028.1798 | 6911.8478 | 4605.0855 | 7037.2442 | 4599.4806 | 7202.2921 | 4707.3545 | 7426.0323 | 4819.5766 | 7552.4928 | 4936.2426 | 7701.5347 | 5033.655 | 7870.6565 | 5144.1915 | 8037.5664 | 5216.4689 | 8123.1532 | 5309.2211 | 8221.405 | 5373.4377 | 8264.4384 | 5401.5639 | 0 | 0 | 0 | 0 | 0 | 0 | 0 | 0 | 0 | 0 | 0 | 0 | 0 | 0 | 0 | 0 | 0 | 0 | 0 | 0 | 0 | 0 | 0 | 0 | 0 | 0 | 0 | 0 | 0 | 0 | 0 | 0 | 0 | 0 | 0 | 0 | 0 | 0 | 0 | 0 | 0 | 0 | 0 | 0 | 0 | 0 | 0 | 0 | 0 | 0 | 0 | 0 | 0 | 0 | 0 | 0 | 0 | 0 | 0 | 0
Net Dividends |  |  |  |  | 0 | 0 | 0 | 0 | 0 | 0 | 0 | 0 | 0 | 0 | 0 | 0 | 0 | 0 | 0 | 0 | 0 | 0 | 0 | 0 | 0 | 0 | 0 | 0 | 0 | 0 | 0 | 0 | 0 | 0 | 0 | 0 | 0 | 0 | 0 | 0 | 421.1837 | 6765.0887 | 5028.1798 | 6911.8478 | 4605.0855 | 7037.2442 | 4599.4806 | 7202.2921 | 4707.3545 | 7426.0323 | 4819.5766 | 7552.4928 | 4936.2426 | 7701.5347 | 5033.655 | 7870.6565 | 5144.1915 | 8037.5664 | 5216.4689 | 8123.1532 | 5309.2211 | 8221.405 | 5373.4377 | 8264.4384 | 5401.5639 | 0 | 0 | 0 | 0 | 0 | 0 | 0 | 0 | 0 | 0 | 0 | 0 | 0 | 0 | 0 | 0 | 0 | 0 | 0 | 0 | 0 | 0 | 0 | 0 | 0 | 0 | 0 | 0 | 0 | 0 | 0 | 0 | 0 | 0 | 0 | 0 | 0 | 0 | 0 | 0 | 0 | 0 | 0 | 0 | 0 | 0 | 0 | 0 | 0 | 0 | 0 | 0 | 0 | 0 | 0 | 0 | 0 | 0 | 0 | 0
Shareholder Loan Flows |  |  |  |  | -29135.1762 | 953.8144 | 969.6235 | 966.9581 | 982.985 | 976.2225 | 986.9502 | 987.5214 | 1003.8892 | 999.7975 | 1016.3688 | 1010.1052 | 1026.8473 | 1033.4633 | 1044.82 | 1052.5617 | 1070.0074 | 1075.9973 | 1093.8315 | 1098.9258 | 1117.1401 | 1120.9577 | 1133.2759 | 1141.7882 | 1160.7128 | 3233.6327 | 3167.0398 | 3265.2643 | 2395.5812 | 6191.8378 | 5175.3396 | 6212.2932 | 5090.7545 | 6422.2824 | 5092.5183 | 6585.9465 | 4628.9912 | 0 | 0 | 0 | 0 | 0 | 0 | 0 | 0 | 0 | 0 | 0 | 0 | 0 | 0 | 0 | 0 | 0 | 0 | 0 | 0 | 0 | 0 | 0 | 0 | 0 | 0 | 0 | 0 | 0 | 0 | 0 | 0 | 0 | 0 | 0 | 0 | 0 | 0 | 0 | 0 | 0 | 0 | 0 | 0 | 0 | 0 | 0 | 0 | 0 | 0 | 0 | 0 | 0 | 0 | 0 | 0 | 0 | 0 | 0 | 0 | 0 | 0 | 0 | 0 | 0 | 0 | 0 | 0 | 0 | 0 | 0 | 0 | 0 | 0 | 0 | 0 | 0 | 0 | 0 | 0 | 0 | 0 | 0 | 0
Principal | 29135.1762 |  |  |  | -29135.1762 | 0 | 0 | 0 | 0 | 0 | 0 | 0 | 0 | 0 | 0 | 0 | 0 | 0 | 0 | 0 | 0 | 0 | 0 | 0 | 0 | 0 | 0 | 0 | 0 | 1498.782 | 1463.8787 | 1647.9459 | 817.9162 | 4663.9483 | 3818.7514 | 5029.3178 | 4090.998 | 5601.1212 | 4483.633 | 6164.8599 | 4449.5465 | 0 | 0 | 0 | 0 | 0 | 0 | 0 | 0 | 0 | 0 | 0 | 0 | 0 | 0 | 0 | 0 | 0 | 0 | 0 | 0 | 0 | 0 | 0 | 0 | 0 | 0 | 0 | 0 | 0 | 0 | 0 | 0 | 0 | 0 | 0 | 0 | 0 | 0 | 0 | 0 | 0 | 0 | 0 | 0 | 0 | 0 | 0 | 0 | 0 | 0 | 0 | 0 | 0 | 0 | 0 | 0 | 0 | 0 | 0 | 0 | 0 | 0 | 0 | 0 | 0 | 0 | 0 | 0 | 0 | 0 | 0 | 0 | 0 | 0 | 0 | 0 | 0 | 0 | 0 | 0 | 0 | 0 | 0 | 0
Net Interests |  |  |  |  | 0 | 953.8144 | 969.6235 | 966.9581 | 982.985 | 976.2225 | 986.9502 | 987.5214 | 1003.8892 | 999.7975 | 1016.3688 | 1010.1052 | 1026.8473 | 1033.4633 | 1044.82 | 1052.5617 | 1070.0074 | 1075.9973 | 1093.8315 | 1098.9258 | 1117.1401 | 1120.9577 | 1133.2759 | 1141.7882 | 1160.7128 | 1734.8507 | 1703.1611 | 1617.3183 | 1577.6651 | 1527.8895 | 1356.5883 | 1182.9754 | 999.7565 | 821.1612 | 608.8853 | 421.0866 | 179.4447 | 0 | 0 | 0 | 0 | 0 | 0 | 0 | 0 | 0 | 0 | 0 | 0 | 0 | 0 | 0 | 0 | 0 | 0 | 0 | 0 | 0 | 0 | 0 | 0 | 0 | 0 | 0 | 0 | 0 | 0 | 0 | 0 | 0 | 0 | 0 | 0 | 0 | 0 | 0 | 0 | 0 | 0 | 0 | 0 | 0 | 0 | 0 | 0 | 0 | 0 | 0 | 0 | 0 | 0 | 0 | 0 | 0 | 0 | 0 | 0 | 0 | 0 | 0 | 0 | 0 | 0 | 0 | 0 | 0 | 0 | 0 | 0 | 0 | 0 | 0 | 0 | 0 | 0 | 0 | 0 | 0 | 0 | 0 | 0
Net Dividend Flows | 500 |  |  |  | -500 | 0 | 0 | 0 | 0 | 0 | 0 | 0 | 0 | 0 | 0 | 0 | 0 | 0 | 0 | 0 | 0 | 0 | 0 | 0 | 0 | 0 | 0 | 0 | 0 | 0 | 0 | 0 | 0 | 0 | 0 | 0 | 0 | 0 | 0 | 0 | 421.1837 | 6765.0887 | 5028.1798 | 6911.8478 | 4605.0855 | 7037.2442 | 4599.4806 | 7202.2921 | 4707.3545 | 7426.0323 | 4819.5766 | 7552.4928 | 4936.2426 | 7701.5347 | 5033.655 | 7870.6565 | 5144.1915 | 8037.5664 | 5216.4689 | 8123.1532 | 5309.2211 | 8221.405 | 5373.4377 | 8264.4384 | 5401.5639 | 0 | 0 | 0 | 0 | 0 | 0 | 0 | 0 | 0 | 0 | 0 | 0 | 0 | 0 | 0 | 0 | 0 | 0 | 0 | 0 | 0 | 0 | 0 | 0 | 0 | 0 | 0 | 0 | 0 | 0 | 0 | 0 | 0 | 0 | 0 | 0 | 0 | 0 | 0 | 0 | 0 | 0 | 0 | 0 | 0 | 0 | 0 | 0 | 0 | 0 | 0 | 0 | 0 | 0 | 0 | 0 | 0 | 0 | 0 | 0
Total |  |  | 11.61% |  | -29635.1762 | 953.8144 | 969.6235 | 966.9581 | 982.985 | 976.2225 | 986.9502 | 987.5214 | 1003.8892 | 999.7975 | 1016.3688 | 1010.1052 | 1026.8473 | 1033.4633 | 1044.82 | 1052.5617 | 1070.0074 | 1075.9973 | 1093.8315 | 1098.9258 | 1117.1401 | 1120.9577 | 1133.2759 | 1141.7882 | 1160.7128 | 3233.6327 | 3167.0398 | 3265.2643 | 2395.5812 | 6191.8378 | 5175.3396 | 6212.2932 | 5090.7545 | 6422.2824 | 5092.5183 | 6585.9465 | 5050.1749 | 6765.0887 | 5028.1798 | 6911.8478 | 4605.0855 | 7037.2442 | 4599.4806 | 7202.2921 | 4707.3545 | 7426.0323 | 4819.5766 | 7552.4928 | 4936.2426 | 7701.5347 | 5033.655 | 7870.6565 | 5144.1915 | 8037.5664 | 5216.4689 | 8123.1532 | 5309.2211 | 8221.405 | 5373.4377 | 8264.4384 | 5401.5639 | 0 | 0 | 0 | 0 | 0 | 0 | 0 | 0 | 0 | 0 | 0 | 0 | 0 | 0 | 0 | 0 | 0 | 0 | 0 | 0 | 0 | 0 | 0 | 0 | 0 | 0 | 0 | 0 | 0 | 0 | 0 | 0 | 0 | 0 | 0 | 0 | 0 | 0 | 0 | 0 | 0 | 0 | 0 | 0 | 0 | 0 | 0 | 0 | 0 | 0 | 0 | 0 | 0 | 0 | 0 | 0 | 0 | 0 | 0 | 0
Equity Distribution Flows | time axis 2028-06-30 to 2090-01-01
Shareholder Loan Flows | 6 |  |  |  | -29135.1762 | 959.0841 | 969.6961 | 966.9581 | 983.0066 | 976.2225 | 987.0423 | 987.5214 | 1003.957 | 999.7975 | 1016.4257 | 1010.1052 | 1026.945 | 1033.4633 | 1044.9569 | 1052.5617 | 1070.1369 | 1075.9973 | 1093.9582 | 1098.9258 | 1117.2278 | 1120.9577 | 1133.425 | 1141.7882 | 1172.27 | 3232.9795 | 3167.8678 | 3260.2436 | 2416.5829 | 6185.9436 | 5181.5349 | 6205.6382 | 5098.5696 | 6414.4769 | 5101.228 | 6574.7176 | 4603.8336 | 0 | 0 | 0 | 0 | 0 | 0 | 0 | 0 | 0 | 0 | 0 | 0 | 0 | 0 | 0 | 0 | 0 | 0 | 0 | 0 | 0 | 0 | 0 | 0 | 0 | 0 | 0 | 0 | 0 | 0 | 0 | 0 | 0 | 0 | 0 | 0 | 0 | 0 | 0 | 0 | 0 | 0 | 0 | 0 | 0 | 0 | 0 | 0 | 0 | 0 | 0 | 0 | 0 | 0 | 0 | 0 | 0 | 0 | 0 | 0 | 0 | 0 | 0 | 0 | 0 | 0 | 0 | 0 | 0 | 0 | 0 | 0 | 0 | 0 | 0 | 0 | 0 | 0 | 0 | 0 | 0 | 0 | 0 | 0
Principal |  |  |  |  | -29135.1762 | 0 | 0 | 0 | 0 | 0 | 0 | 0 | 0 | 0 | 0 | 0 | 0 | 0 | 0 | 0 | 0 | 0 | 0 | 0 | 0 | 0 | 0 | 0 | 8.2806 | 1498.4573 | 1465.0275 | 1643.2865 | 839.0971 | 4659.0762 | 3825.7836 | 5023.7652 | 4099.7097 | 5594.5434 | 4493.3254 | 6154.9822 | 4425.3641 | 0 | 0 | 0 | 0 | 0 | 0 | 0 | 0 | 0 | 0 | 0 | 0 | 0 | 0 | 0 | 0 | 0 | 0 | 0 | 0 | 0 | 0 | 0 | 0 | 0 | 0 | 0 | 0 | 0 | 0 | 0 | 0 | 0 | 0 | 0 | 0 | 0 | 0 | 0 | 0 | 0 | 0 | 0 | 0 | 0 | 0 | 0 | 0 | 0 | 0 | 0 | 0 | 0 | 0 | 0 | 0 | 0 | 0 | 0 | 0 | 0 | 0 | 0 | 0 | 0 | 0 | 0 | 0 | 0 | 0 | 0 | 0 | 0 | 0 | 0 | 0 | 0 | 0 | 0 | 0 | 0 | 0 | 0 | 0
Net Interests |  |  |  |  | 0 | 959.0841 | 969.6961 | 966.9581 | 983.0066 | 976.2225 | 987.0423 | 987.5214 | 1003.957 | 999.7975 | 1016.4257 | 1010.1052 | 1026.945 | 1033.4633 | 1044.9569 | 1052.5617 | 1070.1369 | 1075.9973 | 1093.9582 | 1098.9258 | 1117.2278 | 1120.9577 | 1133.425 | 1141.7882 | 1163.9894 | 1734.5222 | 1702.8403 | 1616.9571 | 1577.4858 | 1526.8673 | 1355.7513 | 1181.8731 | 998.8599 | 819.9336 | 607.9026 | 419.7354 | 178.4695 | 0 | 0 | 0 | 0 | 0 | 0 | 0 | 0 | 0 | 0 | 0 | 0 | 0 | 0 | 0 | 0 | 0 | 0 | 0 | 0 | 0 | 0 | 0 | 0 | 0 | 0 | 0 | 0 | 0 | 0 | 0 | 0 | 0 | 0 | 0 | 0 | 0 | 0 | 0 | 0 | 0 | 0 | 0 | 0 | 0 | 0 | 0 | 0 | 0 | 0 | 0 | 0 | 0 | 0 | 0 | 0 | 0 | 0 | 0 | 0 | 0 | 0 | 0 | 0 | 0 | 0 | 0 | 0 | 0 | 0 | 0 | 0 | 0 | 0 | 0 | 0 | 0 | 0 | 0 | 0 | 0 | 0 | 0 | 0
Net Dividend Flows |  |  |  |  | -500 | 0 | 0 | 0 | 0 | 0 | 0 | 0 | 0 | 0 | 0 | 0 | 0 | 0 | 0 | 0 | 0 | 0 | 0 | 0 | 0 | 0 | 0 | 0 | 0 | 0 | 0 | 0 | 0 | 0 | 0 | 0 | 0 | 0 | 0 | 2.289 | 456.0655 | 6755.2449 | 5039.0397 | 6898.6884 | 4618.9376 | 7023.3616 | 4614.2751 | 7188.0839 | 4722.5734 | 7411.4233 | 4835.1097 | 7537.5938 | 4951.9651 | 7686.3417 | 5049.7825 | 7855.1298 | 5160.3964 | 8021.7543 | 5232.9978 | 8107.1284 | 5325.7888 | 8205.1864 | 5389.8941 | 8248.1348 | 5372.2076 | 0 | 0 | 0 | 0 | 0 | 0 | 0 | 0 | 0 | 0 | 0 | 0 | 0 | 0 | 0 | 0 | 0 | 0 | 0 | 0 | 0 | 0 | 0 | 0 | 0 | 0 | 0 | 0 | 0 | 0 | 0 | 0 | 0 | 0 | 0 | 0 | 0 | 0 | 0 | 0 | 0 | 0 | 0 | 0 | 0 | 0 | 0 | 0 | 0 | 0 | 0 | 0 | 0 | 0 | 0 | 0 | 0 | 0 | 0 | 0
Equity IRR |  |  | 11.61% |  | -29635.1762 | 959.0841 | 969.6961 | 966.9581 | 983.0066 | 976.2225 | 987.0423 | 987.5214 | 1003.957 | 999.7975 | 1016.4257 | 1010.1052 | 1026.945 | 1033.4633 | 1044.9569 | 1052.5617 | 1070.1369 | 1075.9973 | 1093.9582 | 1098.9258 | 1117.2278 | 1120.9577 | 1133.425 | 1141.7882 | 1172.27 | 3232.9795 | 3167.8678 | 3260.2436 | 2416.5829 | 6185.9436 | 5181.5349 | 6205.6382 | 5098.5696 | 6414.4769 | 5101.228 | 6577.0066 | 5059.8991 | 6755.2449 | 5039.0397 | 6898.6884 | 4618.9376 | 7023.3616 | 4614.2751 | 7188.0839 | 4722.5734 | 7411.4233 | 4835.1097 | 7537.5938 | 4951.9651 | 7686.3417 | 5049.7825 | 7855.1298 | 5160.3964 | 8021.7543 | 5232.9978 | 8107.1284 | 5325.7888 | 8205.1864 | 5389.8941 | 8248.1348 | 5372.2076 | 0 | 0 | 0 | 0 | 0 | 0 | 0 | 0 | 0 | 0 | 0 | 0 | 0 | 0 | 0 | 0 | 0 | 0 | 0 | 0 | 0 | 0 | 0 | 0 | 0 | 0 | 0 | 0 | 0 | 0 | 0 | 0 | 0 | 0 | 0 | 0 | 0 | 0 | 0 | 0 | 0 | 0 | 0 | 0 | 0 | 0 | 0 | 0 | 0 | 0 | 0 | 0 | 0 | 0 | 0 | 0 | 0 | 0 | 0 | 0
Equity IRR 10y |  |  | -5.073% |  | -29635.1762 | 959.0841 | 969.6961 | 966.9581 | 983.0066 | 976.2225 | 987.0423 | 987.5214 | 1003.957 | 999.7975 | 1016.4257 | 1010.1052 | 1026.945 | 1033.4633 | 1044.9569 | 1052.5617 | 1070.1369 | 1075.9973 | 1093.9582 | 1098.9258 | 1117.2278 | 0 | 0 | 0 | 0 | 0 | 0 | 0 | 0 | 0 | 0 | 0 | 0 | 0 | 0 | 0 | 0 | 0 | 0 | 0 | 0 | 0 | 0 | 0 | 0 | 0 | 0 | 0 | 0 | 0 | 0 | 0 | 0 | 0 | 0 | 0 | 0 | 0 | 0 | 0 | 0 | 0 | 0 | 0 | 0 | 0 | 0 | 0 | 0 | 0 | 0 | 0 | 0 | 0 | 0 | 0 | 0 | 0 | 0 | 0 | 0 | 0 | 0 | 0 | 0 | 0 | 0 | 0 | 0 | 0 | 0 | 0 | 0 | 0 | 0 | 0 | 0 | 0 | 0 | 0 | 0 | 0 | 0 | 0 | 0 | 0 | 0 | 0 | 0 | 0 | 0 | 0 | 0 | 0 | 0 | 0 | 0 | 0 | 0 | 0 | 0
Equity IRR (P90) |  |  | 7.809%
Balance check |  |  |  | 0
Translation check |  |  |  | 0
Investor 1 Operation Flows | 0% | time axis 2028-06-30 to 2089-12-31
SHL Principal | 0 |  |  |  | 0 | 0 | 0 | 0 | 0 | 0 | 0 | 0 | 0 | 0 | 0 | 0 | 0 | 0 | 0 | 0 | 0 | 0 | 0 | 0 | 0 | 0 | 0 | 0 | 0 | 0 | 0 | 0 | 0 | 0 | 0 | 0 | 0 | 0 | 0 | 0 | 0 | 0 | 0 | 0 | 0 | 0 | 0 | 0 | 0 | 0 | 0 | 0 | 0 | 0 | 0 | 0 | 0 | 0 | 0 | 0 | 0 | 0 | 0 | 0 | 0 | 0 | 0 | 0 | 0 | 0 | 0 | 0 | 0 | 0 | 0 | 0 | 0 | 0 | 0 | 0 | 0 | 0 | 0 | 0 | 0 | 0 | 0 | 0 | 0 | 0 | 0 | 0 | 0 | 0 | 0 | 0 | 0 | 0 | 0 | 0 | 0 | 0 | 0 | 0 | 0 | 0 | 0 | 0 | 0 | 0 | 0 | 0 | 0 | 0 | 0 | 0 | 0 | 0 | 0 | 0 | 0 | 0 | 0 | 0 | 0
SHL Gross Interest |  |  |  |  | 0 | 0 | 0 | 0 | 0 | 0 | 0 | 0 | 0 | 0 | 0 | 0 | 0 | 0 | 0 | 0 | 0 | 0 | 0 | 0 | 0 | 0 | 0 | 0 | 0 | 0 | 0 | 0 | 0 | 0 | 0 | 0 | 0 | 0 | 0 | 0 | 0 | 0 | 0 | 0 | 0 | 0 | 0 | 0 | 0 | 0 | 0 | 0 | 0 | 0 | 0 | 0 | 0 | 0 | 0 | 0 | 0 | 0 | 0 | 0 | 0 | 0 | 0 | 0 | 0 | 0 | 0 | 0 | 0 | 0 | 0 | 0 | 0 | 0 | 0 | 0 | 0 | 0 | 0 | 0 | 0 | 0 | 0 | 0 | 0 | 0 | 0 | 0 | 0 | 0 | 0 | 0 | 0 | 0 | 0 | 0 | 0 | 0 | 0 | 0 | 0 | 0 | 0 | 0 | 0 | 0 | 0 | 0 | 0 | 0 | 0 | 0 | 0 | 0 | 0 | 0 | 0 | 0 | 0 | 0 | 0
SHL Net Interest |  |  |  |  | 0 | 0 | 0 | 0 | 0 | 0 | 0 | 0 | 0 | 0 | 0 | 0 | 0 | 0 | 0 | 0 | 0 | 0 | 0 | 0 | 0 | 0 | 0 | 0 | 0 | 0 | 0 | 0 | 0 | 0 | 0 | 0 | 0 | 0 | 0 | 0 | 0 | 0 | 0 | 0 | 0 | 0 | 0 | 0 | 0 | 0 | 0 | 0 | 0 | 0 | 0 | 0 | 0 | 0 | 0 | 0 | 0 | 0 | 0 | 0 | 0 | 0 | 0 | 0 | 0 | 0 | 0 | 0 | 0 | 0 | 0 | 0 | 0 | 0 | 0 | 0 | 0 | 0 | 0 | 0 | 0 | 0 | 0 | 0 | 0 | 0 | 0 | 0 | 0 | 0 | 0 | 0 | 0 | 0 | 0 | 0 | 0 | 0 | 0 | 0 | 0 | 0 | 0 | 0 | 0 | 0 | 0 | 0 | 0 | 0 | 0 | 0 | 0 | 0 | 0 | 0 | 0 | 0 | 0 | 0 | 0
Gross Dividends | 0 |  |  |  | 0 | 0 | 0 | 0 | 0 | 0 | 0 | 0 | 0 | 0 | 0 | 0 | 0 | 0 | 0 | 0 | 0 | 0 | 0 | 0 | 0 | 0 | 0 | 0 | 0 | 0 | 0 | 0 | 0 | 0 | 0 | 0 | 0 | 0 | 0 | 0 | 0 | 0 | 0 | 0 | 0 | 0 | 0 | 0 | 0 | 0 | 0 | 0 | 0 | 0 | 0 | 0 | 0 | 0 | 0 | 0 | 0 | 0 | 0 | 0 | 0 | 0 | 0 | 0 | 0 | 0 | 0 | 0 | 0 | 0 | 0 | 0 | 0 | 0 | 0 | 0 | 0 | 0 | 0 | 0 | 0 | 0 | 0 | 0 | 0 | 0 | 0 | 0 | 0 | 0 | 0 | 0 | 0 | 0 | 0 | 0 | 0 | 0 | 0 | 0 | 0 | 0 | 0 | 0 | 0 | 0 | 0 | 0 | 0 | 0 | 0 | 0 | 0 | 0 | 0 | 0 | 0 | 0 | 0 | 0 | 0
Net Dividends | 0% |  |  |  | 0 | 0 | 0 | 0 | 0 | 0 | 0 | 0 | 0 | 0 | 0 | 0 | 0 | 0 | 0 | 0 | 0 | 0 | 0 | 0 | 0 | 0 | 0 | 0 | 0 | 0 | 0 | 0 | 0 | 0 | 0 | 0 | 0 | 0 | 0 | 0 | 0 | 0 | 0 | 0 | 0 | 0 | 0 | 0 | 0 | 0 | 0 | 0 | 0 | 0 | 0 | 0 | 0 | 0 | 0 | 0 | 0 | 0 | 0 | 0 | 0 | 0 | 0 | 0 | 0 | 0 | 0 | 0 | 0 | 0 | 0 | 0 | 0 | 0 | 0 | 0 | 0 | 0 | 0 | 0 | 0 | 0 | 0 | 0 | 0 | 0 | 0 | 0 | 0 | 0 | 0 | 0 | 0 | 0 | 0 | 0 | 0 | 0 | 0 | 0 | 0 | 0 | 0 | 0 | 0 | 0 | 0 | 0 | 0 | 0 | 0 | 0 | 0 | 0 | 0 | 0 | 0 | 0 | 0 | 0 | 0
Total Investor 1 |  |  |  |  | 0 | 0 | 0 | 0 | 0 | 0 | 0 | 0 | 0 | 0 | 0 | 0 | 0 | 0 | 0 | 0 | 0 | 0 | 0 | 0 | 0 | 0 | 0 | 0 | 0 | 0 | 0 | 0 | 0 | 0 | 0 | 0 | 0 | 0 | 0 | 0 | 0 | 0 | 0 | 0 | 0 | 0 | 0 | 0 | 0 | 0 | 0 | 0 | 0 | 0 | 0 | 0 | 0 | 0 | 0 | 0 | 0 | 0 | 0 | 0 | 0 | 0 | 0 | 0 | 0 | 0 | 0 | 0 | 0 | 0 | 0 | 0 | 0 | 0 | 0 | 0 | 0 | 0 | 0 | 0 | 0 | 0 | 0 | 0 | 0 | 0 | 0 | 0 | 0 | 0 | 0 | 0 | 0 | 0 | 0 | 0 | 0 | 0 | 0 | 0 | 0 | 0 | 0 | 0 | 0 | 0 | 0 | 0 | 0 | 0 | 0 | 0 | 0 | 0 | 0 | 0 | 0 | 0 | 0 | 0 | 0
Investor 1 Distribution Flows | time axis 2028-06-30 to 2090-01-01
SHL Principal |  |  |  |  | 0 | 0 | 0 | 0 | 0 | 0 | 0 | 0 | 0 | 0 | 0 | 0 | 0 | 0 | 0 | 0 | 0 | 0 | 0 | 0 | 0 | 0 | 0 | 0 | 0 | 0 | 0 | 0 | 0 | 0 | 0 | 0 | 0 | 0 | 0 | 0 | 0 | 0 | 0 | 0 | 0 | 0 | 0 | 0 | 0 | 0 | 0 | 0 | 0 | 0 | 0 | 0 | 0 | 0 | 0 | 0 | 0 | 0 | 0 | 0 | 0 | 0 | 0 | 0 | 0 | 0 | 0 | 0 | 0 | 0 | 0 | 0 | 0 | 0 | 0 | 0 | 0 | 0 | 0 | 0 | 0 | 0 | 0 | 0 | 0 | 0 | 0 | 0 | 0 | 0 | 0 | 0 | 0 | 0 | 0 | 0 | 0 | 0 | 0 | 0 | 0 | 0 | 0 | 0 | 0 | 0 | 0 | 0 | 0 | 0 | 0 | 0 | 0 | 0 | 0 | 0 | 0 | 0 | 0 | 0 | 0
SHL Gross Interest |  |  |  |  | 0 | 0 | 0 | 0 | 0 | 0 | 0 | 0 | 0 | 0 | 0 | 0 | 0 | 0 | 0 | 0 | 0 | 0 | 0 | 0 | 0 | 0 | 0 | 0 | 0 | 0 | 0 | 0 | 0 | 0 | 0 | 0 | 0 | 0 | 0 | 0 | 0 | 0 | 0 | 0 | 0 | 0 | 0 | 0 | 0 | 0 | 0 | 0 | 0 | 0 | 0 | 0 | 0 | 0 | 0 | 0 | 0 | 0 | 0 | 0 | 0 | 0 | 0 | 0 | 0 | 0 | 0 | 0 | 0 | 0 | 0 | 0 | 0 | 0 | 0 | 0 | 0 | 0 | 0 | 0 | 0 | 0 | 0 | 0 | 0 | 0 | 0 | 0 | 0 | 0 | 0 | 0 | 0 | 0 | 0 | 0 | 0 | 0 | 0 | 0 | 0 | 0 | 0 | 0 | 0 | 0 | 0 | 0 | 0 | 0 | 0 | 0 | 0 | 0 | 0 | 0 | 0 | 0 | 0 | 0 | 0
SHL Net Interest |  |  |  |  | 0 | 0 | 0 | 0 | 0 | 0 | 0 | 0 | 0 | 0 | 0 | 0 | 0 | 0 | 0 | 0 | 0 | 0 | 0 | 0 | 0 | 0 | 0 | 0 | 0 | 0 | 0 | 0 | 0 | 0 | 0 | 0 | 0 | 0 | 0 | 0 | 0 | 0 | 0 | 0 | 0 | 0 | 0 | 0 | 0 | 0 | 0 | 0 | 0 | 0 | 0 | 0 | 0 | 0 | 0 | 0 | 0 | 0 | 0 | 0 | 0 | 0 | 0 | 0 | 0 | 0 | 0 | 0 | 0 | 0 | 0 | 0 | 0 | 0 | 0 | 0 | 0 | 0 | 0 | 0 | 0 | 0 | 0 | 0 | 0 | 0 | 0 | 0 | 0 | 0 | 0 | 0 | 0 | 0 | 0 | 0 | 0 | 0 | 0 | 0 | 0 | 0 | 0 | 0 | 0 | 0 | 0 | 0 | 0 | 0 | 0 | 0 | 0 | 0 | 0 | 0 | 0 | 0 | 0 | 0 | 0
Gross Dividends |  |  |  |  | 0 | 0 | 0 | 0 | 0 | 0 | 0 | 0 | 0 | 0 | 0 | 0 | 0 | 0 | 0 | 0 | 0 | 0 | 0 | 0 | 0 | 0 | 0 | 0 | 0 | 0 | 0 | 0 | 0 | 0 | 0 | 0 | 0 | 0 | 0 | 0 | 0 | 0 | 0 | 0 | 0 | 0 | 0 | 0 | 0 | 0 | 0 | 0 | 0 | 0 | 0 | 0 | 0 | 0 | 0 | 0 | 0 | 0 | 0 | 0 | 0 | 0 | 0 | 0 | 0 | 0 | 0 | 0 | 0 | 0 | 0 | 0 | 0 | 0 | 0 | 0 | 0 | 0 | 0 | 0 | 0 | 0 | 0 | 0 | 0 | 0 | 0 | 0 | 0 | 0 | 0 | 0 | 0 | 0 | 0 | 0 | 0 | 0 | 0 | 0 | 0 | 0 | 0 | 0 | 0 | 0 | 0 | 0 | 0 | 0 | 0 | 0 | 0 | 0 | 0 | 0 | 0 | 0 | 0 | 0 | 0
Net Dividends |  |  |  |  | 0 | 0 | 0 | 0 | 0 | 0 | 0 | 0 | 0 | 0 | 0 | 0 | 0 | 0 | 0 | 0 | 0 | 0 | 0 | 0 | 0 | 0 | 0 | 0 | 0 | 0 | 0 | 0 | 0 | 0 | 0 | 0 | 0 | 0 | 0 | 0 | 0 | 0 | 0 | 0 | 0 | 0 | 0 | 0 | 0 | 0 | 0 | 0 | 0 | 0 | 0 | 0 | 0 | 0 | 0 | 0 | 0 | 0 | 0 | 0 | 0 | 0 | 0 | 0 | 0 | 0 | 0 | 0 | 0 | 0 | 0 | 0 | 0 | 0 | 0 | 0 | 0 | 0 | 0 | 0 | 0 | 0 | 0 | 0 | 0 | 0 | 0 | 0 | 0 | 0 | 0 | 0 | 0 | 0 | 0 | 0 | 0 | 0 | 0 | 0 | 0 | 0 | 0 | 0 | 0 | 0 | 0 | 0 | 0 | 0 | 0 | 0 | 0 | 0 | 0 | 0 | 0 | 0 | 0 | 0 | 0
Gross Total Investor 1 |  |  | #NUM! |  | 0 | 0 | 0 | 0 | 0 | 0 | 0 | 0 | 0 | 0 | 0 | 0 | 0 | 0 | 0 | 0 | 0 | 0 | 0 | 0 | 0 | 0 | 0 | 0 | 0 | 0 | 0 | 0 | 0 | 0 | 0 | 0 | 0 | 0 | 0 | 0 | 0 | 0 | 0 | 0 | 0 | 0 | 0 | 0 | 0 | 0 | 0 | 0 | 0 | 0 | 0 | 0 | 0 | 0 | 0 | 0 | 0 | 0 | 0 | 0 | 0 | 0 | 0 | 0 | 0 | 0 | 0 | 0 | 0 | 0 | 0 | 0 | 0 | 0 | 0 | 0 | 0 | 0 | 0 | 0 | 0 | 0 | 0 | 0 | 0 | 0 | 0 | 0 | 0 | 0 | 0 | 0 | 0 | 0 | 0 | 0 | 0 | 0 | 0 | 0 | 0 | 0 | 0 | 0 | 0 | 0 | 0 | 0 | 0 | 0 | 0 | 0 | 0 | 0 | 0 | 0 | 0 | 0 | 0 | 0 | 0
Net Total Investor 1 |  |  | #NUM! |  | 0 | 0 | 0 | 0 | 0 | 0 | 0 | 0 | 0 | 0 | 0 | 0 | 0 | 0 | 0 | 0 | 0 | 0 | 0 | 0 | 0 | 0 | 0 | 0 | 0 | 0 | 0 | 0 | 0 | 0 | 0 | 0 | 0 | 0 | 0 | 0 | 0 | 0 | 0 | 0 | 0 | 0 | 0 | 0 | 0 | 0 | 0 | 0 | 0 | 0 | 0 | 0 | 0 | 0 | 0 | 0 | 0 | 0 | 0 | 0 | 0 | 0 | 0 | 0 | 0 | 0 | 0 | 0 | 0 | 0 | 0 | 0 | 0 | 0 | 0 | 0 | 0 | 0 | 0 | 0 | 0 | 0 | 0 | 0 | 0 | 0 | 0 | 0 | 0 | 0 | 0 | 0 | 0 | 0 | 0 | 0 | 0 | 0 | 0 | 0 | 0 | 0 | 0 | 0 | 0 | 0 | 0 | 0 | 0 | 0 | 0 | 0 | 0 | 0 | 0 | 0 | 0 | 0 | 0 | 0 | 0
NPV |  |  | 0
Investor 2 Operation Flows | 0% | time axis 2028-06-30 to 2089-12-31
SHL Principal | 0 |  |  |  | 0 | 0 | 0 | 0 | 0 | 0 | 0 | 0 | 0 | 0 | 0 | 0 | 0 | 0 | 0 | 0 | 0 | 0 | 0 | 0 | 0 | 0 | 0 | 0 | 0 | 0 | 0 | 0 | 0 | 0 | 0 | 0 | 0 | 0 | 0 | 0 | 0 | 0 | 0 | 0 | 0 | 0 | 0 | 0 | 0 | 0 | 0 | 0 | 0 | 0 | 0 | 0 | 0 | 0 | 0 | 0 | 0 | 0 | 0 | 0 | 0 | 0 | 0 | 0 | 0 | 0 | 0 | 0 | 0 | 0 | 0 | 0 | 0 | 0 | 0 | 0 | 0 | 0 | 0 | 0 | 0 | 0 | 0 | 0 | 0 | 0 | 0 | 0 | 0 | 0 | 0 | 0 | 0 | 0 | 0 | 0 | 0 | 0 | 0 | 0 | 0 | 0 | 0 | 0 | 0 | 0 | 0 | 0 | 0 | 0 | 0 | 0 | 0 | 0 | 0 | 0 | 0 | 0 | 0 | 0 | 0
SHL Gross Interests |  |  |  |  | 0 | 0 | 0 | 0 | 0 | 0 | 0 | 0 | 0 | 0 | 0 | 0 | 0 | 0 | 0 | 0 | 0 | 0 | 0 | 0 | 0 | 0 | 0 | 0 | 0 | 0 | 0 | 0 | 0 | 0 | 0 | 0 | 0 | 0 | 0 | 0 | 0 | 0 | 0 | 0 | 0 | 0 | 0 | 0 | 0 | 0 | 0 | 0 | 0 | 0 | 0 | 0 | 0 | 0 | 0 | 0 | 0 | 0 | 0 | 0 | 0 | 0 | 0 | 0 | 0 | 0 | 0 | 0 | 0 | 0 | 0 | 0 | 0 | 0 | 0 | 0 | 0 | 0 | 0 | 0 | 0 | 0 | 0 | 0 | 0 | 0 | 0 | 0 | 0 | 0 | 0 | 0 | 0 | 0 | 0 | 0 | 0 | 0 | 0 | 0 | 0 | 0 | 0 | 0 | 0 | 0 | 0 | 0 | 0 | 0 | 0 | 0 | 0 | 0 | 0 | 0 | 0 | 0 | 0 | 0 | 0
SHL Net Interest |  |  |  |  | 0 | 0 | 0 | 0 | 0 | 0 | 0 | 0 | 0 | 0 | 0 | 0 | 0 | 0 | 0 | 0 | 0 | 0 | 0 | 0 | 0 | 0 | 0 | 0 | 0 | 0 | 0 | 0 | 0 | 0 | 0 | 0 | 0 | 0 | 0 | 0 | 0 | 0 | 0 | 0 | 0 | 0 | 0 | 0 | 0 | 0 | 0 | 0 | 0 | 0 | 0 | 0 | 0 | 0 | 0 | 0 | 0 | 0 | 0 | 0 | 0 | 0 | 0 | 0 | 0 | 0 | 0 | 0 | 0 | 0 | 0 | 0 | 0 | 0 | 0 | 0 | 0 | 0 | 0 | 0 | 0 | 0 | 0 | 0 | 0 | 0 | 0 | 0 | 0 | 0 | 0 | 0 | 0 | 0 | 0 | 0 | 0 | 0 | 0 | 0 | 0 | 0 | 0 | 0 | 0 | 0 | 0 | 0 | 0 | 0 | 0 | 0 | 0 | 0 | 0 | 0 | 0 | 0 | 0 | 0 | 0
Gross Dividends | 0 |  |  |  | 0 | 0 | 0 | 0 | 0 | 0 | 0 | 0 | 0 | 0 | 0 | 0 | 0 | 0 | 0 | 0 | 0 | 0 | 0 | 0 | 0 | 0 | 0 | 0 | 0 | 0 | 0 | 0 | 0 | 0 | 0 | 0 | 0 | 0 | 0 | 0 | 0 | 0 | 0 | 0 | 0 | 0 | 0 | 0 | 0 | 0 | 0 | 0 | 0 | 0 | 0 | 0 | 0 | 0 | 0 | 0 | 0 | 0 | 0 | 0 | 0 | 0 | 0 | 0 | 0 | 0 | 0 | 0 | 0 | 0 | 0 | 0 | 0 | 0 | 0 | 0 | 0 | 0 | 0 | 0 | 0 | 0 | 0 | 0 | 0 | 0 | 0 | 0 | 0 | 0 | 0 | 0 | 0 | 0 | 0 | 0 | 0 | 0 | 0 | 0 | 0 | 0 | 0 | 0 | 0 | 0 | 0 | 0 | 0 | 0 | 0 | 0 | 0 | 0 | 0 | 0 | 0 | 0 | 0 | 0 | 0
Net Dividends | 0% |  |  |  | 0 | 0 | 0 | 0 | 0 | 0 | 0 | 0 | 0 | 0 | 0 | 0 | 0 | 0 | 0 | 0 | 0 | 0 | 0 | 0 | 0 | 0 | 0 | 0 | 0 | 0 | 0 | 0 | 0 | 0 | 0 | 0 | 0 | 0 | 0 | 0 | 0 | 0 | 0 | 0 | 0 | 0 | 0 | 0 | 0 | 0 | 0 | 0 | 0 | 0 | 0 | 0 | 0 | 0 | 0 | 0 | 0 | 0 | 0 | 0 | 0 | 0 | 0 | 0 | 0 | 0 | 0 | 0 | 0 | 0 | 0 | 0 | 0 | 0 | 0 | 0 | 0 | 0 | 0 | 0 | 0 | 0 | 0 | 0 | 0 | 0 | 0 | 0 | 0 | 0 | 0 | 0 | 0 | 0 | 0 | 0 | 0 | 0 | 0 | 0 | 0 | 0 | 0 | 0 | 0 | 0 | 0 | 0 | 0 | 0 | 0 | 0 | 0 | 0 | 0 | 0 | 0 | 0 | 0 | 0 | 0
Total Investor 2 |  |  |  |  | 0 | 0 | 0 | 0 | 0 | 0 | 0 | 0 | 0 | 0 | 0 | 0 | 0 | 0 | 0 | 0 | 0 | 0 | 0 | 0 | 0 | 0 | 0 | 0 | 0 | 0 | 0 | 0 | 0 | 0 | 0 | 0 | 0 | 0 | 0 | 0 | 0 | 0 | 0 | 0 | 0 | 0 | 0 | 0 | 0 | 0 | 0 | 0 | 0 | 0 | 0 | 0 | 0 | 0 | 0 | 0 | 0 | 0 | 0 | 0 | 0 | 0 | 0 | 0 | 0 | 0 | 0 | 0 | 0 | 0 | 0 | 0 | 0 | 0 | 0 | 0 | 0 | 0 | 0 | 0 | 0 | 0 | 0 | 0 | 0 | 0 | 0 | 0 | 0 | 0 | 0 | 0 | 0 | 0 | 0 | 0 | 0 | 0 | 0 | 0 | 0 | 0 | 0 | 0 | 0 | 0 | 0 | 0 | 0 | 0 | 0 | 0 | 0 | 0 | 0 | 0 | 0 | 0 | 0 | 0 | 0
Investor 2 Distribution Flows | time axis 2028-06-30 to 2090-01-01
SHL Principal |  |  |  |  | 0 | 0 | 0 | 0 | 0 | 0 | 0 | 0 | 0 | 0 | 0 | 0 | 0 | 0 | 0 | 0 | 0 | 0 | 0 | 0 | 0 | 0 | 0 | 0 | 0 | 0 | 0 | 0 | 0 | 0 | 0 | 0 | 0 | 0 | 0 | 0 | 0 | 0 | 0 | 0 | 0 | 0 | 0 | 0 | 0 | 0 | 0 | 0 | 0 | 0 | 0 | 0 | 0 | 0 | 0 | 0 | 0 | 0 | 0 | 0 | 0 | 0 | 0 | 0 | 0 | 0 | 0 | 0 | 0 | 0 | 0 | 0 | 0 | 0 | 0 | 0 | 0 | 0 | 0 | 0 | 0 | 0 | 0 | 0 | 0 | 0 | 0 | 0 | 0 | 0 | 0 | 0 | 0 | 0 | 0 | 0 | 0 | 0 | 0 | 0 | 0 | 0 | 0 | 0 | 0 | 0 | 0 | 0 | 0 | 0 | 0 | 0 | 0 | 0 | 0 | 0 | 0 | 0 | 0 | 0 | 0
SHL Gross Interests |  |  |  |  | 0 | 0 | 0 | 0 | 0 | 0 | 0 | 0 | 0 | 0 | 0 | 0 | 0 | 0 | 0 | 0 | 0 | 0 | 0 | 0 | 0 | 0 | 0 | 0 | 0 | 0 | 0 | 0 | 0 | 0 | 0 | 0 | 0 | 0 | 0 | 0 | 0 | 0 | 0 | 0 | 0 | 0 | 0 | 0 | 0 | 0 | 0 | 0 | 0 | 0 | 0 | 0 | 0 | 0 | 0 | 0 | 0 | 0 | 0 | 0 | 0 | 0 | 0 | 0 | 0 | 0 | 0 | 0 | 0 | 0 | 0 | 0 | 0 | 0 | 0 | 0 | 0 | 0 | 0 | 0 | 0 | 0 | 0 | 0 | 0 | 0 | 0 | 0 | 0 | 0 | 0 | 0 | 0 | 0 | 0 | 0 | 0 | 0 | 0 | 0 | 0 | 0 | 0 | 0 | 0 | 0 | 0 | 0 | 0 | 0 | 0 | 0 | 0 | 0 | 0 | 0 | 0 | 0 | 0 | 0 | 0
SHL Net Interest |  |  |  |  | 0 | 0 | 0 | 0 | 0 | 0 | 0 | 0 | 0 | 0 | 0 | 0 | 0 | 0 | 0 | 0 | 0 | 0 | 0 | 0 | 0 | 0 | 0 | 0 | 0 | 0 | 0 | 0 | 0 | 0 | 0 | 0 | 0 | 0 | 0 | 0 | 0 | 0 | 0 | 0 | 0 | 0 | 0 | 0 | 0 | 0 | 0 | 0 | 0 | 0 | 0 | 0 | 0 | 0 | 0 | 0 | 0 | 0 | 0 | 0 | 0 | 0 | 0 | 0 | 0 | 0 | 0 | 0 | 0 | 0 | 0 | 0 | 0 | 0 | 0 | 0 | 0 | 0 | 0 | 0 | 0 | 0 | 0 | 0 | 0 | 0 | 0 | 0 | 0 | 0 | 0 | 0 | 0 | 0 | 0 | 0 | 0 | 0 | 0 | 0 | 0 | 0 | 0 | 0 | 0 | 0 | 0 | 0 | 0 | 0 | 0 | 0 | 0 | 0 | 0 | 0 | 0 | 0 | 0 | 0 | 0
Gross Dividends |  |  |  |  | 0 | 0 | 0 | 0 | 0 | 0 | 0 | 0 | 0 | 0 | 0 | 0 | 0 | 0 | 0 | 0 | 0 | 0 | 0 | 0 | 0 | 0 | 0 | 0 | 0 | 0 | 0 | 0 | 0 | 0 | 0 | 0 | 0 | 0 | 0 | 0 | 0 | 0 | 0 | 0 | 0 | 0 | 0 | 0 | 0 | 0 | 0 | 0 | 0 | 0 | 0 | 0 | 0 | 0 | 0 | 0 | 0 | 0 | 0 | 0 | 0 | 0 | 0 | 0 | 0 | 0 | 0 | 0 | 0 | 0 | 0 | 0 | 0 | 0 | 0 | 0 | 0 | 0 | 0 | 0 | 0 | 0 | 0 | 0 | 0 | 0 | 0 | 0 | 0 | 0 | 0 | 0 | 0 | 0 | 0 | 0 | 0 | 0 | 0 | 0 | 0 | 0 | 0 | 0 | 0 | 0 | 0 | 0 | 0 | 0 | 0 | 0 | 0 | 0 | 0 | 0 | 0 | 0 | 0 | 0 | 0
Net Dividends |  |  |  |  | 0 | 0 | 0 | 0 | 0 | 0 | 0 | 0 | 0 | 0 | 0 | 0 | 0 | 0 | 0 | 0 | 0 | 0 | 0 | 0 | 0 | 0 | 0 | 0 | 0 | 0 | 0 | 0 | 0 | 0 | 0 | 0 | 0 | 0 | 0 | 0 | 0 | 0 | 0 | 0 | 0 | 0 | 0 | 0 | 0 | 0 | 0 | 0 | 0 | 0 | 0 | 0 | 0 | 0 | 0 | 0 | 0 | 0 | 0 | 0 | 0 | 0 | 0 | 0 | 0 | 0 | 0 | 0 | 0 | 0 | 0 | 0 | 0 | 0 | 0 | 0 | 0 | 0 | 0 | 0 | 0 | 0 | 0 | 0 | 0 | 0 | 0 | 0 | 0 | 0 | 0 | 0 | 0 | 0 | 0 | 0 | 0 | 0 | 0 | 0 | 0 | 0 | 0 | 0 | 0 | 0 | 0 | 0 | 0 | 0 | 0 | 0 | 0 | 0 | 0 | 0 | 0 | 0 | 0 | 0 | 0
Gross Total Investor 2 |  |  | - |  | 0 | 0 | 0 | 0 | 0 | 0 | 0 | 0 | 0 | 0 | 0 | 0 | 0 | 0 | 0 | 0 | 0 | 0 | 0 | 0 | 0 | 0 | 0 | 0 | 0 | 0 | 0 | 0 | 0 | 0 | 0 | 0 | 0 | 0 | 0 | 0 | 0 | 0 | 0 | 0 | 0 | 0 | 0 | 0 | 0 | 0 | 0 | 0 | 0 | 0 | 0 | 0 | 0 | 0 | 0 | 0 | 0 | 0 | 0 | 0 | 0 | 0 | 0 | 0 | 0 | 0 | 0 | 0 | 0 | 0 | 0 | 0 | 0 | 0 | 0 | 0 | 0 | 0 | 0 | 0 | 0 | 0 | 0 | 0 | 0 | 0 | 0 | 0 | 0 | 0 | 0 | 0 | 0 | 0 | 0 | 0 | 0 | 0 | 0 | 0 | 0 | 0 | 0 | 0 | 0 | 0 | 0 | 0 | 0 | 0 | 0 | 0 | 0 | 0 | 0 | 0 | 0 | 0 | 0 | 0 | 0
Net Total Investor 2 |  |  | - |  | 0 | 0 | 0 | 0 | 0 | 0 | 0 | 0 | 0 | 0 | 0 | 0 | 0 | 0 | 0 | 0 | 0 | 0 | 0 | 0 | 0 | 0 | 0 | 0 | 0 | 0 | 0 | 0 | 0 | 0 | 0 | 0 | 0 | 0 | 0 | 0 | 0 | 0 | 0 | 0 | 0 | 0 | 0 | 0 | 0 | 0 | 0 | 0 | 0 | 0 | 0 | 0 | 0 | 0 | 0 | 0 | 0 | 0 | 0 | 0 | 0 | 0 | 0 | 0 | 0 | 0 | 0 | 0 | 0 | 0 | 0 | 0 | 0 | 0 | 0 | 0 | 0 | 0 | 0 | 0 | 0 | 0 | 0 | 0 | 0 | 0 | 0 | 0 | 0 | 0 | 0 | 0 | 0 | 0 | 0 | 0 | 0 | 0 | 0 | 0 | 0 | 0 | 0 | 0 | 0 | 0 | 0 | 0 | 0 | 0 | 0 | 0 | 0 | 0 | 0 | 0 | 0 | 0 | 0 | 0 | 0
NPV |  |  | 0
Sponsor Operation Flows | 100% | time axis 2028-06-30 to 2089-12-31
SHL Principal | 29135.1762 |  |  |  | -29135.1762 | 0 | 0 | 0 | 0 | 0 | 0 | 0 | 0 | 0 | 0 | 0 | 0 | 0 | 0 | 0 | 0 | 0 | 0 | 0 | 0 | 0 | 0 | 0 | 0 | 1498.782 | 1463.8787 | 1647.9459 | 817.9162 | 4663.9483 | 3818.7514 | 5029.3178 | 4090.998 | 5601.1212 | 4483.633 | 6164.8599 | 4449.5465 | 0 | 0 | 0 | 0 | 0 | 0 | 0 | 0 | 0 | 0 | 0 | 0 | 0 | 0 | 0 | 0 | 0 | 0 | 0 | 0 | 0 | 0 | 0 | 0 | 0 | 0 | 0 | 0 | 0 | 0 | 0 | 0 | 0 | 0 | 0 | 0 | 0 | 0 | 0 | 0 | 0 | 0 | 0 | 0 | 0 | 0 | 0 | 0 | 0 | 0 | 0 | 0 | 0 | 0 | 0 | 0 | 0 | 0 | 0 | 0 | 0 | 0 | 0 | 0 | 0 | 0 | 0 | 0 | 0 | 0 | 0 | 0 | 0 | 0 | 0 | 0 | 0 | 0 | 0 | 0 | 0 | 0 | 0 | 0
SHL Gross Interests |  |  |  |  | 0 | 953.8144 | 969.6235 | 966.9581 | 982.985 | 976.2225 | 986.9502 | 987.5214 | 1003.8892 | 999.7975 | 1016.3688 | 1010.1052 | 1026.8473 | 1033.4633 | 1044.82 | 1052.5617 | 1070.0074 | 1075.9973 | 1093.8315 | 1098.9258 | 1117.1401 | 1120.9577 | 1133.2759 | 1141.7882 | 1160.7128 | 1734.8507 | 1703.1611 | 1617.3183 | 1577.6651 | 1527.8895 | 1356.5883 | 1182.9754 | 999.7565 | 821.1612 | 608.8853 | 421.0866 | 179.4447 | 0 | 0 | 0 | 0 | 0 | 0 | 0 | 0 | 0 | 0 | 0 | 0 | 0 | 0 | 0 | 0 | 0 | 0 | 0 | 0 | 0 | 0 | 0 | 0 | 0 | 0 | 0 | 0 | 0 | 0 | 0 | 0 | 0 | 0 | 0 | 0 | 0 | 0 | 0 | 0 | 0 | 0 | 0 | 0 | 0 | 0 | 0 | 0 | 0 | 0 | 0 | 0 | 0 | 0 | 0 | 0 | 0 | 0 | 0 | 0 | 0 | 0 | 0 | 0 | 0 | 0 | 0 | 0 | 0 | 0 | 0 | 0 | 0 | 0 | 0 | 0 | 0 | 0 | 0 | 0 | 0 | 0 | 0 | 0
SHL Net Interests |  |  |  |  | 0 | 953.8144 | 969.6235 | 966.9581 | 982.985 | 976.2225 | 986.9502 | 987.5214 | 1003.8892 | 999.7975 | 1016.3688 | 1010.1052 | 1026.8473 | 1033.4633 | 1044.82 | 1052.5617 | 1070.0074 | 1075.9973 | 1093.8315 | 1098.9258 | 1117.1401 | 1120.9577 | 1133.2759 | 1141.7882 | 1160.7128 | 1734.8507 | 1703.1611 | 1617.3183 | 1577.6651 | 1527.8895 | 1356.5883 | 1182.9754 | 999.7565 | 821.1612 | 608.8853 | 421.0866 | 179.4447 | 0 | 0 | 0 | 0 | 0 | 0 | 0 | 0 | 0 | 0 | 0 | 0 | 0 | 0 | 0 | 0 | 0 | 0 | 0 | 0 | 0 | 0 | 0 | 0 | 0 | 0 | 0 | 0 | 0 | 0 | 0 | 0 | 0 | 0 | 0 | 0 | 0 | 0 | 0 | 0 | 0 | 0 | 0 | 0 | 0 | 0 | 0 | 0 | 0 | 0 | 0 | 0 | 0 | 0 | 0 | 0 | 0 | 0 | 0 | 0 | 0 | 0 | 0 | 0 | 0 | 0 | 0 | 0 | 0 | 0 | 0 | 0 | 0 | 0 | 0 | 0 | 0 | 0 | 0 | 0 | 0 | 0 | 0 | 0
Gross Dividends | 500 |  |  |  | -500 | 0 | 0 | 0 | 0 | 0 | 0 | 0 | 0 | 0 | 0 | 0 | 0 | 0 | 0 | 0 | 0 | 0 | 0 | 0 | 0 | 0 | 0 | 0 | 0 | 0 | 0 | 0 | 0 | 0 | 0 | 0 | 0 | 0 | 0 | 0 | 421.1837 | 6765.0887 | 5028.1798 | 6911.8478 | 4605.0855 | 7037.2442 | 4599.4806 | 7202.2921 | 4707.3545 | 7426.0323 | 4819.5766 | 7552.4928 | 4936.2426 | 7701.5347 | 5033.655 | 7870.6565 | 5144.1915 | 8037.5664 | 5216.4689 | 8123.1532 | 5309.2211 | 8221.405 | 5373.4377 | 8264.4384 | 5401.5639 | 0 | 0 | 0 | 0 | 0 | 0 | 0 | 0 | 0 | 0 | 0 | 0 | 0 | 0 | 0 | 0 | 0 | 0 | 0 | 0 | 0 | 0 | 0 | 0 | 0 | 0 | 0 | 0 | 0 | 0 | 0 | 0 | 0 | 0 | 0 | 0 | 0 | 0 | 0 | 0 | 0 | 0 | 0 | 0 | 0 | 0 | 0 | 0 | 0 | 0 | 0 | 0 | 0 | 0 | 0 | 0 | 0 | 0 | 0 | 0
Net Dividends | 0% |  |  |  | -500 | 0 | 0 | 0 | 0 | 0 | 0 | 0 | 0 | 0 | 0 | 0 | 0 | 0 | 0 | 0 | 0 | 0 | 0 | 0 | 0 | 0 | 0 | 0 | 0 | 0 | 0 | 0 | 0 | 0 | 0 | 0 | 0 | 0 | 0 | 0 | 421.1837 | 6765.0887 | 5028.1798 | 6911.8478 | 4605.0855 | 7037.2442 | 4599.4806 | 7202.2921 | 4707.3545 | 7426.0323 | 4819.5766 | 7552.4928 | 4936.2426 | 7701.5347 | 5033.655 | 7870.6565 | 5144.1915 | 8037.5664 | 5216.4689 | 8123.1532 | 5309.2211 | 8221.405 | 5373.4377 | 8264.4384 | 5401.5639 | 0 | 0 | 0 | 0 | 0 | 0 | 0 | 0 | 0 | 0 | 0 | 0 | 0 | 0 | 0 | 0 | 0 | 0 | 0 | 0 | 0 | 0 | 0 | 0 | 0 | 0 | 0 | 0 | 0 | 0 | 0 | 0 | 0 | 0 | 0 | 0 | 0 | 0 | 0 | 0 | 0 | 0 | 0 | 0 | 0 | 0 | 0 | 0 | 0 | 0 | 0 | 0 | 0 | 0 | 0 | 0 | 0 | 0 | 0 | 0
Total Sponsor |  |  | 5060.3371 |  | -29635.1762 | 953.8144 | 969.6235 | 966.9581 | 982.985 | 976.2225 | 986.9502 | 987.5214 | 1003.8892 | 999.7975 | 1016.3688 | 1010.1052 | 1026.8473 | 1033.4633 | 1044.82 | 1052.5617 | 1070.0074 | 1075.9973 | 1093.8315 | 1098.9258 | 1117.1401 | 1120.9577 | 1133.2759 | 1141.7882 | 1160.7128 | 3233.6327 | 3167.0398 | 3265.2643 | 2395.5812 | 6191.8378 | 5175.3396 | 6212.2932 | 5090.7545 | 6422.2824 | 5092.5183 | 6585.9465 | 5050.1749 | 6765.0887 | 5028.1798 | 6911.8478 | 4605.0855 | 7037.2442 | 4599.4806 | 7202.2921 | 4707.3545 | 7426.0323 | 4819.5766 | 7552.4928 | 4936.2426 | 7701.5347 | 5033.655 | 7870.6565 | 5144.1915 | 8037.5664 | 5216.4689 | 8123.1532 | 5309.2211 | 8221.405 | 5373.4377 | 8264.4384 | 5401.5639 | 0 | 0 | 0 | 0 | 0 | 0 | 0 | 0 | 0 | 0 | 0 | 0 | 0 | 0 | 0 | 0 | 0 | 0 | 0 | 0 | 0 | 0 | 0 | 0 | 0 | 0 | 0 | 0 | 0 | 0 | 0 | 0 | 0 | 0 | 0 | 0 | 0 | 0 | 0 | 0 | 0 | 0 | 0 | 0 | 0 | 0 | 0 | 0 | 0 | 0 | 0 | 0 | 0 | 0 | 0 | 0 | 0 | 0 | 0 | 0
Sponsor Distribution Flows | time axis 2028-06-30 to 2090-01-01
SHL Principal |  |  |  |  | -29135.1762 | 0 | 0 | 0 | 0 | 0 | 0 | 0 | 0 | 0 | 0 | 0 | 0 | 0 | 0 | 0 | 0 | 0 | 0 | 0 | 0 | 0 | 0 | 0 | 8.2806 | 1498.4573 | 1465.0275 | 1643.2865 | 839.0971 | 4659.0762 | 3825.7836 | 5023.7652 | 4099.7097 | 5594.5434 | 4493.3254 | 6154.9822 | 4425.3641 | 0 | 0 | 0 | 0 | 0 | 0 | 0 | 0 | 0 | 0 | 0 | 0 | 0 | 0 | 0 | 0 | 0 | 0 | 0 | 0 | 0 | 0 | 0 | 0 | 0 | 0 | 0 | 0 | 0 | 0 | 0 | 0 | 0 | 0 | 0 | 0 | 0 | 0 | 0 | 0 | 0 | 0 | 0 | 0 | 0 | 0 | 0 | 0 | 0 | 0 | 0 | 0 | 0 | 0 | 0 | 0 | 0 | 0 | 0 | 0 | 0 | 0 | 0 | 0 | 0 | 0 | 0 | 0 | 0 | 0 | 0 | 0 | 0 | 0 | 0 | 0 | 0 | 0 | 0 | 0 | 0 | 0 | 0 | 0
SHL Gross Interests |  |  |  |  | 0 | 959.0841 | 969.6961 | 966.9581 | 983.0066 | 976.2225 | 987.0423 | 987.5214 | 1003.957 | 999.7975 | 1016.4257 | 1010.1052 | 1026.945 | 1033.4633 | 1044.9569 | 1052.5617 | 1070.1369 | 1075.9973 | 1093.9582 | 1098.9258 | 1117.2278 | 1120.9577 | 1133.425 | 1141.7882 | 1163.9894 | 1734.5222 | 1702.8403 | 1616.9571 | 1577.4858 | 1526.8673 | 1355.7513 | 1181.8731 | 998.8599 | 819.9336 | 607.9026 | 419.7354 | 178.4695 | 0 | 0 | 0 | 0 | 0 | 0 | 0 | 0 | 0 | 0 | 0 | 0 | 0 | 0 | 0 | 0 | 0 | 0 | 0 | 0 | 0 | 0 | 0 | 0 | 0 | 0 | 0 | 0 | 0 | 0 | 0 | 0 | 0 | 0 | 0 | 0 | 0 | 0 | 0 | 0 | 0 | 0 | 0 | 0 | 0 | 0 | 0 | 0 | 0 | 0 | 0 | 0 | 0 | 0 | 0 | 0 | 0 | 0 | 0 | 0 | 0 | 0 | 0 | 0 | 0 | 0 | 0 | 0 | 0 | 0 | 0 | 0 | 0 | 0 | 0 | 0 | 0 | 0 | 0 | 0 | 0 | 0 | 0 | 0
SHL Net Interests |  |  |  |  | 0 | 959.0841 | 969.6961 | 966.9581 | 983.0066 | 976.2225 | 987.0423 | 987.5214 | 1003.957 | 999.7975 | 1016.4257 | 1010.1052 | 1026.945 | 1033.4633 | 1044.9569 | 1052.5617 | 1070.1369 | 1075.9973 | 1093.9582 | 1098.9258 | 1117.2278 | 1120.9577 | 1133.425 | 1141.7882 | 1163.9894 | 1734.5222 | 1702.8403 | 1616.9571 | 1577.4858 | 1526.8673 | 1355.7513 | 1181.8731 | 998.8599 | 819.9336 | 607.9026 | 419.7354 | 178.4695 | 0 | 0 | 0 | 0 | 0 | 0 | 0 | 0 | 0 | 0 | 0 | 0 | 0 | 0 | 0 | 0 | 0 | 0 | 0 | 0 | 0 | 0 | 0 | 0 | 0 | 0 | 0 | 0 | 0 | 0 | 0 | 0 | 0 | 0 | 0 | 0 | 0 | 0 | 0 | 0 | 0 | 0 | 0 | 0 | 0 | 0 | 0 | 0 | 0 | 0 | 0 | 0 | 0 | 0 | 0 | 0 | 0 | 0 | 0 | 0 | 0 | 0 | 0 | 0 | 0 | 0 | 0 | 0 | 0 | 0 | 0 | 0 | 0 | 0 | 0 | 0 | 0 | 0 | 0 | 0 | 0 | 0 | 0 | 0
Gross Dividends |  |  |  |  | -500 | 0 | 0 | 0 | 0 | 0 | 0 | 0 | 0 | 0 | 0 | 0 | 0 | 0 | 0 | 0 | 0 | 0 | 0 | 0 | 0 | 0 | 0 | 0 | 0 | 0 | 0 | 0 | 0 | 0 | 0 | 0 | 0 | 0 | 0 | 2.289 | 456.0655 | 6755.2449 | 5039.0397 | 6898.6884 | 4618.9376 | 7023.3616 | 4614.2751 | 7188.0839 | 4722.5734 | 7411.4233 | 4835.1097 | 7537.5938 | 4951.9651 | 7686.3417 | 5049.7825 | 7855.1298 | 5160.3964 | 8021.7543 | 5232.9978 | 8107.1284 | 5325.7888 | 8205.1864 | 5389.8941 | 8248.1348 | 5372.2076 | 0 | 0 | 0 | 0 | 0 | 0 | 0 | 0 | 0 | 0 | 0 | 0 | 0 | 0 | 0 | 0 | 0 | 0 | 0 | 0 | 0 | 0 | 0 | 0 | 0 | 0 | 0 | 0 | 0 | 0 | 0 | 0 | 0 | 0 | 0 | 0 | 0 | 0 | 0 | 0 | 0 | 0 | 0 | 0 | 0 | 0 | 0 | 0 | 0 | 0 | 0 | 0 | 0 | 0 | 0 | 0 | 0 | 0 | 0 | 0
Net Dividends |  |  |  |  | -500 | 0 | 0 | 0 | 0 | 0 | 0 | 0 | 0 | 0 | 0 | 0 | 0 | 0 | 0 | 0 | 0 | 0 | 0 | 0 | 0 | 0 | 0 | 0 | 0 | 0 | 0 | 0 | 0 | 0 | 0 | 0 | 0 | 0 | 0 | 2.289 | 456.0655 | 6755.2449 | 5039.0397 | 6898.6884 | 4618.9376 | 7023.3616 | 4614.2751 | 7188.0839 | 4722.5734 | 7411.4233 | 4835.1097 | 7537.5938 | 4951.9651 | 7686.3417 | 5049.7825 | 7855.1298 | 5160.3964 | 8021.7543 | 5232.9978 | 8107.1284 | 5325.7888 | 8205.1864 | 5389.8941 | 8248.1348 | 5372.2076 | 0 | 0 | 0 | 0 | 0 | 0 | 0 | 0 | 0 | 0 | 0 | 0 | 0 | 0 | 0 | 0 | 0 | 0 | 0 | 0 | 0 | 0 | 0 | 0 | 0 | 0 | 0 | 0 | 0 | 0 | 0 | 0 | 0 | 0 | 0 | 0 | 0 | 0 | 0 | 0 | 0 | 0 | 0 | 0 | 0 | 0 | 0 | 0 | 0 | 0 | 0 | 0 | 0 | 0 | 0 | 0 | 0 | 0 | 0 | 0
Gross Total Sponsor |  |  |  |  | -29635.1762 | 959.0841 | 969.6961 | 966.9581 | 983.0066 | 976.2225 | 987.0423 | 987.5214 | 1003.957 | 999.7975 | 1016.4257 | 1010.1052 | 1026.945 | 1033.4633 | 1044.9569 | 1052.5617 | 1070.1369 | 1075.9973 | 1093.9582 | 1098.9258 | 1117.2278 | 1120.9577 | 1133.425 | 1141.7882 | 1172.27 | 3232.9795 | 3167.8678 | 3260.2436 | 2416.5829 | 6185.9436 | 5181.5349 | 6205.6382 | 5098.5696 | 6414.4769 | 5101.228 | 6577.0066 | 5059.8991 | 6755.2449 | 5039.0397 | 6898.6884 | 4618.9376 | 7023.3616 | 4614.2751 | 7188.0839 | 4722.5734 | 7411.4233 | 4835.1097 | 7537.5938 | 4951.9651 | 7686.3417 | 5049.7825 | 7855.1298 | 5160.3964 | 8021.7543 | 5232.9978 | 8107.1284 | 5325.7888 | 8205.1864 | 5389.8941 | 8248.1348 | 5372.2076 | 0 | 0 | 0 | 0 | 0 | 0 | 0 | 0 | 0 | 0 | 0 | 0 | 0 | 0 | 0 | 0 | 0 | 0 | 0 | 0 | 0 | 0 | 0 | 0 | 0 | 0 | 0 | 0 | 0 | 0 | 0 | 0 | 0 | 0 | 0 | 0 | 0 | 0 | 0 | 0 | 0 | 0 | 0 | 0 | 0 | 0 | 0 | 0 | 0 | 0 | 0 | 0 | 0 | 0 | 0 | 0 | 0 | 0 | 0 | 0
Net Total Sponsor |  |  | 10.86% |  | -29635.1762 | 959.0841 | 969.6961 | 966.9581 | 983.0066 | 976.2225 | 987.0423 | 987.5214 | 1003.957 | 999.7975 | 1016.4257 | 1010.1052 | 1026.945 | 1033.4633 | 1044.9569 | 1052.5617 | 1070.1369 | 1075.9973 | 1093.9582 | 1098.9258 | 1117.2278 | 1120.9577 | 1133.425 | 1141.7882 | 1172.27 | 3232.9795 | 3167.8678 | 3260.2436 | 2416.5829 | 6185.9436 | 5181.5349 | 6205.6382 | 5098.5696 | 6414.4769 | 5101.228 | 6577.0066 | 5059.8991 | 6755.2449 | 5039.0397 | 6898.6884 | 4618.9376 | 7023.3616 | 4614.2751 | 7188.0839 | 4722.5734 | 7411.4233 | 4835.1097 | 7537.5938 | 4951.9651 | 7686.3417 | 5049.7825 | 7855.1298 | 5160.3964 | 8021.7543 | 5232.9978 | 8107.1284 | 5325.7888 | 8205.1864 | 5389.8941 | 8248.1348 | 5372.2076 | 0 | 0 | 0 | 0 | 0 | 0 | 0 | 0 | 0 | 0 | 0 | 0 | 0 | 0 | 0 | 0 | 0 | 0 | 0 | 0 | 0 | 0 | 0 | 0 | 0 | 0 | 0 | 0 | 0 | 0 | 0 | 0 | 0 | 0 | 0 | 0 | 0 | 0 | 0 | 0 | 0 | 0 | 0 | 0 | 0 | 0 | 0 | 0 | 0 | 0 | 0 | 0 | 0 | 0 | 0 | 0 | 0 | 0 | 0 | 0
Net NPV | 10.5% |  | 16565.7436
Opex |  | NPV Opex | 35436.5955 |  | 2028-06-30: 0; 2030-07-01: 990.8123; 2031-01-01: 1007.2347; 2031-07-01: 1006.5748; 2032-01-01: 1023.2584; 2032-07-01: 1067.6613; 2033-01-01: 1079.3939; 2033-07-01: 1081.1034; 2034-01-01: 1099.0222; 2034-07-01: 1097.8306; 2035-01-01: 1116.0267; 2035-07-01: 1179.2312; 2036-01-01: 1198.7765; 2036-07-01: 1199.958; 2037-01-01: 1213.1443; 2037-07-01: 1214.3854; 2038-01-01: 1234.5134; 2038-07-01: 1232.4916; 2039-01-01: 1252.9196; 2039-07-01: 1250.9598; 2040-01-01: 1271.694; 2040-07-01: 1294.4085; 2041-01-01: 1308.6328; 2041-07-01: 1310.0376; 2042-01-01: 1331.7509; 2042-07-01: 1329.6362; 2043-01-01: 1351.6744; 2043-07-01: 1349.6269; 2044-01-01: 1371.9964; 2044-07-01: 1359.9125; 2045-01-01: 1374.8566; 2045-07-01: 1401.8975; 2046-01-01: 1425.1334; 2046-07-01: 1422.8288; 2047-01-01: 1446.4116; 2047-07-01: 1444.1787; 2048-01-01: 1468.1153; 2048-07-01: 1470.0273; 2049-01-01: 1486.1814; 2049-07-01: 1488.1679; 2050-01-01: 1512.8337; 2050-07-01: 1552.8761; 2051-01-01: 1578.6144; 2051-07-01: 1575.9859; 2052-01-01: 1602.1072; 2052-07-01: 1604.0007; 2053-01-01: 1621.6271; 2053-07-01: 1623.6013; 2054-01-01: 1650.5118; 2054-07-01: 1648.1256; 2055-01-01: 1675.4426; 2055-07-01: 1710.9867; 2056-01-01: 1739.3456; 2056-07-01: 1741.325; 2057-01-01: 1760.4604; 2057-07-01: 1762.5272; 2058-01-01: 1791.7403; 2058-07-01: 1789.073; 2059-01-01: 1818.7262; 2059-07-01: 1816.1498; 2060-01-01: 1846.2518
Production P50 |  | NPV P50 | 2003.8268 |  | 2028-06-30: 0; 2030-07-01: 72271.0685; 2031-01-01: 73468.9315; 2031-07-01: 72271.0685; 2032-01-01: 73468.9315; 2032-07-01: 72471.8033; 2033-01-01: 73268.1967; 2033-07-01: 72271.0685; 2034-01-01: 73468.9315; 2034-07-01: 72271.0685; 2035-01-01: 73468.9315; 2035-07-01: 72271.0685; 2036-01-01: 73468.9315; 2036-07-01: 72471.8033; 2037-01-01: 73268.1967; 2037-07-01: 72271.0685; 2038-01-01: 73468.9315; 2038-07-01: 72271.0685; 2039-01-01: 73468.9315; 2039-07-01: 72271.0685; 2040-01-01: 73468.9315; 2040-07-01: 72471.8033; 2041-01-01: 73268.1967; 2041-07-01: 72271.0685; 2042-01-01: 73468.9315; 2042-07-01: 72271.0685; 2043-01-01: 73468.9315; 2043-07-01: 72271.0685; 2044-01-01: 73468.9315; 2044-07-01: 72471.8033; 2045-01-01: 73268.1967; 2045-07-01: 72271.0685; 2046-01-01: 73468.9315; 2046-07-01: 72271.0685; 2047-01-01: 73468.9315; 2047-07-01: 72271.0685; 2048-01-01: 73468.9315; 2048-07-01: 72471.8033; 2049-01-01: 73268.1967; 2049-07-01: 72271.0685; 2050-01-01: 73468.9315; 2050-07-01: 72271.0685; 2051-01-01: 73468.9315; 2051-07-01: 72271.0685; 2052-01-01: 73468.9315; 2052-07-01: 72471.8033; 2053-01-01: 73268.1967; 2053-07-01: 72271.0685; 2054-01-01: 73468.9315; 2054-07-01: 72271.0685; 2055-01-01: 73468.9315; 2055-07-01: 72271.0685; 2056-01-01: 73468.9315; 2056-07-01: 72471.8033; 2057-01-01: 73268.1967; 2057-07-01: 72271.0685; 2058-01-01: 73468.9315; 2058-07-01: 72271.0685; 2059-01-01: 73468.9315; 2059-07-01: 72271.0685; 2060-01-01: 73468.9315
Project Capex |  |  | 70271.5394
LCOE P50 |  |  | 52.7531

## Macro
11028.6714
Model Sizing
Model Sizing Construction
Beginning of Period |  |  | 2028-06-30 | 2028-07-01 | 2028-08-01 | 2028-09-01 | 2028-10-01 | 2028-11-01 | 2028-12-01 | 2029-01-01 | 2029-02-01 | 2029-03-01 | 2029-04-01 | 2029-05-01 | 2029-06-01 | 2029-07-01 | 2029-08-01 | 2029-09-01 | 2029-10-01 | 2029-11-01 | 2029-12-01 | 2030-01-01 | 2030-02-01 | 2030-03-01 | 2030-04-01 | 2030-05-01 | 2030-06-01 | 2030-07-01 | 2030-08-01 | 2030-09-01 | 2030-10-01 | 2030-11-01
End of Period |  |  | 2028-06-30 | 2028-07-31 | 2028-08-31 | 2028-09-30 | 2028-10-31 | 2028-11-30 | 2028-12-31 | 2029-01-31 | 2029-02-28 | 2029-03-31 | 2029-04-30 | 2029-05-31 | 2029-06-30 | 2029-07-31 | 2029-08-31 | 2029-09-30 | 2029-10-31 | 2029-11-30 | 2029-12-31 | 2030-01-31 | 2030-02-28 | 2030-03-31 | 2030-04-30 | 2030-05-31 | 2030-06-30 | 2030-07-31 | 2030-08-31 | 2030-09-30 | 2030-10-31 | 2030-11-30
Month of Year |  |  | 6 | 7 | 8 | 9 | 10 | 11 | 12 | 1 | 2 | 3 | 4 | 5 | 6 | 7 | 8 | 9 | 10 | 11 | 12 | 1 | 2 | 3 | 4 | 5 | 6 | 7 | 8 | 9 | 10 | 11
Month of Construction |  |  | 1 | 2 | 3 | 4 | 5 | 6 | 7 | 8 | 9 | 10 | 11 | 12 | 13 | 14 | 15 | 16 | 17 | 18 | 19 | 20 | 21 | 22 | 23 | 24 | 25 | 26 | 27 | 28 | 29 | 30
Interests and Taxes during Construction |  | 0.74321
Akuo Carbon Fund IDCs |  |  | 2028-06-30: 0; 2028-07-31: 0
Akuo Carbon Fund Commitment Fees |  |  | 2028-06-30: 0; 2028-07-31: 0
Senior Debt IDCs |  |  | 2028-06-30: 1520.3051; 2028-07-31: 1519.5639
Senior Debt Commitment Fees |  |  | 2028-06-30: 166.72; 2028-07-31: 166.7179
Taxes during Construction
Input | 0 |  | 0 | 0 | 0 | 0 | 0 | 0 | 0 | 0 | 0 | 0 | 0 | 0 | 0 | 0 | 0 | 0 | 0 | 0 | 0 | 0 | 0 | 0 | 0 | 0 | 0 | 0 | 0 | 0 | 0 | 0
Output | 0 |  | 0 | 0 | 0 | 0 | 0 | 0 | 0 | 0 | 0 | 0 | 0 | 0 | 0 | 0 | 0 | 0 | 0 | 0 | 0 | 0 | 0 | 0 | 0 | 0 | 0 | 0 | 0 | 0 | 0 | 0
Other CapEx
Senior Front End Fee |  | 0.094679 | 2028-06-30: 467.2004; 2028-07-31: 467.1057; 2028-08-31: -9.4679
|  |  | 0 | 0
Junior Front End Fee |  | 0 | 2028-06-30: 0; 2028-07-31: 0
DSRA |  | 0 | 2028-06-30: 0; 2028-07-31: 0
J-DSRA |  | 0 | 2028-06-30: 0; 2028-07-31: 0
Refi FEF |  | 0 | 2028-06-30: 0; 2028-07-31: 0
SHL principal applicable to Stamp Duty |  | 9.4679 | 2028-06-30: 29135.1762; 2028-07-31: 29144.6441; 2028-08-31: -9.4679
Model Sizing Operation
BoP | time axis 2028-06-30 to 2089-07-01
EoP | time axis 2029-12-31 to 2089-12-31
Year |  |  | 0 | 1 | 1 | 2 | 2 | 3 | 3 | 4 | 4 | 5 | 5 | 6 | 6 | 7 | 7 | 8 | 8 | 9 | 9 | 10 | 10 | 11 | 11 | 12 | 12 | 13 | 13 | 14 | 14 | 15 | 15 | 16 | 16 | 17 | 17 | 18 | 18 | 19 | 19 | 20 | 20 | 21 | 21 | 22 | 22 | 23 | 23 | 24 | 24 | 25 | 25 | 26 | 26 | 27 | 27 | 28 | 28 | 29 | 29 | 30 | 30 | 31 | 31 | 32 | 32 | 33 | 33 | 34 | 34 | 35 | 35 | 36 | 36 | 37 | 37 | 38 | 38 | 39 | 39 | 40 | 40 | 41 | 41 | 42 | 42 | 43 | 43 | 44 | 44 | 45 | 45 | 46 | 46 | 47 | 47 | 48 | 48 | 49 | 49 | 50 | 50 | 51 | 51 | 52 | 52 | 53 | 53 | 54 | 54 | 55 | 55 | 56 | 56 | 57 | 57 | 58 | 58 | 59 | 59 | 60 | 60
Period |  |  | 0 | 1 | 2 | 3 | 4 | 5 | 6 | 7 | 8 | 9 | 10 | 11 | 12 | 13 | 14 | 15 | 16 | 17 | 18 | 19 | 20 | 21 | 22 | 23 | 24 | 25 | 26 | 27 | 28 | 29 | 30 | 31 | 32 | 33 | 34 | 35 | 36 | 37 | 38 | 39 | 40 | 41 | 42 | 43 | 44 | 45 | 46 | 47 | 48 | 49 | 50 | 51 | 52 | 53 | 54 | 55 | 56 | 57 | 58 | 59 | 60 | 61 | 62 | 63 | 64 | 65 | 66 | 67 | 68 | 69 | 70 | 71 | 72 | 73 | 74 | 75 | 76 | 77 | 78 | 79 | 80 | 81 | 82 | 83 | 84 | 85 | 86 | 87 | 88 | 89 | 90 | 91 | 92 | 93 | 94 | 95 | 96 | 97 | 98 | 99 | 100 | 101 | 102 | 103 | 104 | 105 | 106 | 107 | 108 | 109 | 110 | 111 | 112 | 113 | 114 | 115 | 116 | 117 | 118 | 119 | 120
Corporate Income Tax |  | 0
Input |  |  | 0 | 0 | 0 | 0 | 0 | 0 | 0 | 0 | 0 | 0 | 0 | 0 | 0 | 0 | 0 | 0 | 0 | 0 | 0 | 0 | 0 | 0 | 0 | 0 | 0 | 0 | 120.189 | 0 | 955.2376 | 0 | 1084.5403 | 0 | 1224.5048 | 0 | 1436.2108 | 0 | 1644.9309 | 0 | 1811.2506 | 0 | 1871.3233 | 0 | 2554.403 | 0 | 2614.3127 | 0 | 2688.0605 | 0 | 2741.4297 | 0 | 2795.5295 | 0 | 2856.9179 | 0 | 2909.4224 | 0 | 2948.57 | 0 | 2984.2338 | 0 | 2999.8542 | 0 | 0 | 0 | 0 | 0 | 0 | 0 | 0 | 0 | 0 | 0 | 0 | 0 | 0 | 0 | 0 | 0 | 0 | 0 | 0 | 0 | 0 | 0 | 0 | 0 | 0 | 0 | 0 | 0 | 0 | 0 | 0 | 0 | 0 | 0 | 0 | 0 | 0 | 0 | 0 | 0 | 0 | 0 | 0 | 0 | 0 | 0 | 0 | 0 | 0 | 0 | 0 | 0 | 0 | 0 | 0 | 0 | 0 | 0 | 0
Income tax in base case |  |  | 0 | 0 | 0 | 0 | 0 | 0 | 0 | 0 | 0 | 0 | 0 | 0 | 0 | 0 | 0 | 0 | 0 | 0 | 0 | 0 | 0 | 0 | 0 | 0 | 0 | 0 | 120.189 | 0 | 955.2376 | 0 | 1084.5403 | 0 | 1224.5048 | 0 | 1436.2108 | 0 | 1644.9309 | 0 | 1811.2506 | 0 | 1871.3233 | 0 | 2554.403 | 0 | 2614.3127 | 0 | 2688.0605 | 0 | 2741.4297 | 0 | 2795.5295 | 0 | 2856.9179 | 0 | 2909.4224 | 0 | 2948.57 | 0 | 2984.2338 | 0 | 2999.8542 | 0 | 0 | 0 | 0 | 0 | 0 | 0 | 0 | 0 | 0 | 0 | 0 | 0 | 0 | 0 | 0 | 0 | 0 | 0 | 0 | 0 | 0 | 0 | 0 | 0 | 0 | 0 | 0 | 0 | 0 | 0 | 0 | 0 | 0 | 0 | 0 | 0 | 0 | 0 | 0 | 0 | 0 | 0 | 0 | 0 | 0 | 0 | 0 | 0 | 0 | 0 | 0 | 0 | 0 | 0 | 0 | 0 | 0 | 0 | 0
Income tax in bank case |  |  | 0 | 0 | 0 | 0 | 0 | 0 | 0 | 0 | 0 | 0 | 0 | 0 | 0 | 0 | 0 | 0 | 0 | 0 | 0 | 0 | 0 | 0 | 0 | 0 | 0 | 0 | 0 | 0 | 0 | 0 | 0 | 0 | 0 | 0 | 0 | 0 | 0 | 0 | 0 | 0 | 0 | 0 | 0 | 0 | 656.2556 | 0 | 774.3731 | 0 | 845.2531 | 0 | 919.3053 | 0 | 997.136 | 0 | 1077.1345 | 0 | 1171.8012 | 0 | 1268.8438 | 0 | 1359.7262 | 0 | 0 | 0 | 0 | 0 | 0 | 0 | 0 | 0 | 0 | 0 | 0 | 0 | 0 | 0 | 0 | 0 | 0 | 0 | 0 | 0 | 0 | 0 | 0 | 0 | 0 | 0 | 0 | 0 | 0 | 0 | 0 | 0 | 0 | 0 | 0 | 0 | 0 | 0 | 0 | 0 | 0 | 0 | 0 | 0 | 0 | 0 | 0 | 0 | 0 | 0 | 0 | 0 | 0 | 0 | 0 | 0 | 0 | 0 | 0
Output |  |  | 0 | 0 | 0 | 0 | 0 | 0 | 0 | 0 | 0 | 0 | 0 | 0 | 0 | 0 | 0 | 0 | 0 | 0 | 0 | 0 | 0 | 0 | 0 | 0 | 0 | 0 | 120.189 | 0 | 955.2376 | 0 | 1084.5403 | 0 | 1224.5048 | 0 | 1436.2108 | 0 | 1644.9309 | 0 | 1811.2506 | 0 | 1871.3233 | 0 | 2554.403 | 0 | 2614.3127 | 0 | 2688.0605 | 0 | 2741.4297 | 0 | 2795.5295 | 0 | 2856.9179 | 0 | 2909.4224 | 0 | 2948.57 | 0 | 2984.2338 | 0 | 2999.8542 | 0 | 0 | 0 | 0 | 0 | 0 | 0 | 0 | 0 | 0 | 0 | 0 | 0 | 0 | 0 | 0 | 0 | 0 | 0 | 0 | 0 | 0 | 0 | 0 | 0 | 0 | 0 | 0 | 0 | 0 | 0 | 0 | 0 | 0 | 0 | 0 | 0 | 0 | 0 | 0 | 0 | 0 | 0 | 0 | 0 | 0 | 0 | 0 | 0 | 0 | 0 | 0 | 0 | 0 | 0 | 0 | 0 | 0 | 0 | 0
Local Taxes |  | 0
Input |  |  | 0 | 0 | 0 | 0 | 0 | 0 | 0 | 0 | 0 | 0 | 0 | 0 | 0 | 0 | 0 | 0 | 0 | 0 | 0 | 0 | 0 | 0 | 0 | 0 | 0 | 0 | 0 | 0 | 0 | 0 | 0 | 0 | 0 | 0 | 0 | 0 | 0 | 0 | 0 | 0 | 0 | 0 | 0 | 0 | 0 | 0 | 0 | 0 | 0 | 0 | 0 | 0 | 0 | 0 | 0 | 0 | 0 | 0 | 0 | 0 | 0 | 0 | 0 | 0 | 0 | 0 | 0 | 0 | 0 | 0 | 0 | 0 | 0 | 0 | 0 | 0 | 0 | 0 | 0 | 0 | 0 | 0 | 0 | 0 | 0 | 0 | 0 | 0 | 0 | 0 | 0 | 0 | 0 | 0 | 0 | 0 | 0 | 0 | 0 | 0 | 0 | 0 | 0 | 0 | 0 | 0 | 0 | 0 | 0 | 0 | 0 | 0 | 0 | 0 | 0 | 0 | 0 | 0 | 0 | 0 | 0
Local taxes in base case |  |  | 0 | 0 | 0 | 0 | 0 | 0 | 0 | 0 | 0 | 0 | 0 | 0 | 0 | 0 | 0 | 0 | 0 | 0 | 0 | 0 | 0 | 0 | 0 | 0 | 0 | 0 | 0 | 0 | 0 | 0 | 0 | 0 | 0 | 0 | 0 | 0 | 0 | 0 | 0 | 0 | 0 | 0 | 0 | 0 | 0 | 0 | 0 | 0 | 0 | 0 | 0 | 0 | 0 | 0 | 0 | 0 | 0 | 0 | 0 | 0 | 0 | 0 | 0 | 0 | 0 | 0 | 0 | 0 | 0 | 0 | 0 | 0 | 0 | 0 | 0 | 0 | 0 | 0 | 0 | 0 | 0 | 0 | 0 | 0 | 0 | 0 | 0 | 0 | 0 | 0 | 0 | 0 | 0 | 0 | 0 | 0 | 0 | 0 | 0 | 0 | 0 | 0 | 0 | 0 | 0 | 0 | 0 | 0 | 0 | 0 | 0 | 0 | 0 | 0 | 0 | 0 | 0 | 0 | 0 | 0 | 0
Local taxes in bank case |  |  | 0 | 0 | 0 | 0 | 0 | 0 | 0 | 0 | 0 | 0 | 0 | 0 | 0 | 0 | 0 | 0 | 0 | 0 | 0 | 0 | 0 | 0 | 0 | 0 | 0 | 0 | 0 | 0 | 0 | 0 | 0 | 0 | 0 | 0 | 0 | 0 | 0 | 0 | 0 | 0 | 0 | 0 | 0 | 0 | 0 | 0 | 0 | 0 | 0 | 0 | 0 | 0 | 0 | 0 | 0 | 0 | 0 | 0 | 0 | 0 | 0 | 0 | 0 | 0 | 0 | 0 | 0 | 0 | 0 | 0 | 0 | 0 | 0 | 0 | 0 | 0 | 0 | 0 | 0 | 0 | 0 | 0 | 0 | 0 | 0 | 0 | 0 | 0 | 0 | 0 | 0 | 0 | 0 | 0 | 0 | 0 | 0 | 0 | 0 | 0 | 0 | 0 | 0 | 0 | 0 | 0 | 0 | 0 | 0 | 0 | 0 | 0 | 0 | 0 | 0 | 0 | 0 | 0 | 0 | 0 | 0
Output |  |  | 0 | 0 | 0 | 0 | 0 | 0 | 0 | 0 | 0 | 0 | 0 | 0 | 0 | 0 | 0 | 0 | 0 | 0 | 0 | 0 | 0 | 0 | 0 | 0 | 0 | 0 | 0 | 0 | 0 | 0 | 0 | 0 | 0 | 0 | 0 | 0 | 0 | 0 | 0 | 0 | 0 | 0 | 0 | 0 | 0 | 0 | 0 | 0 | 0 | 0 | 0 | 0 | 0 | 0 | 0 | 0 | 0 | 0 | 0 | 0 | 0 | 0 | 0 | 0 | 0 | 0 | 0 | 0 | 0 | 0 | 0 | 0 | 0 | 0 | 0 | 0 | 0 | 0 | 0 | 0 | 0 | 0 | 0 | 0 | 0 | 0 | 0 | 0 | 0 | 0 | 0 | 0 | 0 | 0 | 0 | 0 | 0 | 0 | 0 | 0 | 0 | 0 | 0 | 0 | 0 | 0 | 0 | 0 | 0 | 0 | 0 | 0 | 0 | 0 | 0 | 0 | 0 | 0 | 0 | 0 | 0
Cash Flow for Debt Repayment |  | 0
Input |  |  | 0 | 3070.1758 | 3121.0627 | 3111.6498 | 3163.2241 | 3121.1366 | 3155.4348 | 3156.8324 | 3209.1556 | 3194.7767 | 3247.7288 | 3200.0232 | 3253.0622 | 3276.6068 | 3312.6135 | 3340.2197 | 3395.5825 | 3418.1201 | 3474.774 | 3494.0372 | 3551.9495 | 3556.8298 | 3595.9158 | 3626.2541 | 3686.3577 | 6108.9358 | 6089.9998 | 6094.5967 | 5240.3745 | 6191.8378 | 5175.3396 | 6212.2932 | 5090.7545 | 6422.2824 | 5092.5183 | 6585.9465 | 5050.1749 | 6765.0887 | 5028.1798 | 6911.8478 | 5155.0855 | 7037.2442 | 4599.4806 | 7202.2921 | 4707.3545 | 7426.0323 | 4819.5766 | 7552.4928 | 4936.2426 | 7701.5347 | 5033.655 | 7870.6565 | 5144.1915 | 8037.5664 | 5216.4689 | 8123.1532 | 5309.2211 | 8221.405 | 5373.4377 | 8264.4384 | 5401.5639 | 0 | 0 | 0 | 0 | 0 | 0 | 0 | 0 | 0 | 0 | 0 | 0 | 0 | 0 | 0 | 0 | 0 | 0 | 0 | 0 | 0 | 0 | 0 | 0 | 0 | 0 | 0 | 0 | 0 | 0 | 0 | 0 | 0 | 0 | 0 | 0 | 0 | 0 | 0 | 0 | 0 | 0 | 0 | 0 | 0 | 0 | 0 | 0 | 0 | 0 | 0 | 0 | 0 | 0 | 0 | 0 | 0 | 0 | 0 | 0
Output |  |  | 0 | 2539.6337 | 2581.727 | 2573.6301 | 2616.2869 | 2573.8969 | 2602.1815 | 2603.1732 | 2646.3197 | 2633.9749 | 2677.632 | 2627.9016 | 2671.4579 | 2691.7722 | 2721.3522 | 2745.1896 | 2790.69 | 2810.5474 | 2857.1311 | 2874.1337 | 2921.7713 | 2923.0465 | 2955.1679 | 2981.3591 | 3030.7739 | 4061.1818 | 4128.4942 | 3996.774 | 4063.0189 | 3934.3934 | 3977.6285 | 3747.6088 | 3809.7239 | 3619.9149 | 3679.9135 | 3720.058 | 3781.7165 | 3828.2668 | 3870.3357 | 3918.5397 | 3983.4878 | 3977.4859 | 4043.4111 | 4078.0839 | 3489.4209 | 4174.3321 | 3445.8309 | 4208.7184 | 3433.2231 | 4255.9703 | 3407.206 | 4300.0447 | 3374.1803 | 4351.712 | 3322.3986 | 4396.9322 | 3298.0084 | 4447.2643 | 3252.1327 | 4463.4203 | 3177.6748 | 0 | 0 | 0 | 0 | 0 | 0 | 0 | 0 | 0 | 0 | 0 | 0 | 0 | 0 | 0 | 0 | 0 | 0 | 0 | 0 | 0 | 0 | 0 | 0 | 0 | 0 | 0 | 0 | 0 | 0 | 0 | 0 | 0 | 0 | 0 | 0 | 0 | 0 | 0 | 0 | 0 | 0 | 0 | 0 | 0 | 0 | 0 | 0 | 0 | 0 | 0 | 0 | 0 | 0 | 0 | 0 | 0 | 0 | 0 | 0

## Flags
11028.6714
Model Flags
Flags Operation
Beginning of Period | 2028-06-30 | time axis 2028-06-30 to 2089-07-01
End of Period | 2029-12-31 | time axis 2029-12-31 to 2089-12-31
Year | 2 |  |  | 0 | 1 | 1 | 2 | 2 | 3 | 3 | 4 | 4 | 5 | 5 | 6 | 6 | 7 | 7 | 8 | 8 | 9 | 9 | 10 | 10 | 11 | 11 | 12 | 12 | 13 | 13 | 14 | 14 | 15 | 15 | 16 | 16 | 17 | 17 | 18 | 18 | 19 | 19 | 20 | 20 | 21 | 21 | 22 | 22 | 23 | 23 | 24 | 24 | 25 | 25 | 26 | 26 | 27 | 27 | 28 | 28 | 29 | 29 | 30 | 30 | 31 | 31 | 32 | 32 | 33 | 33 | 34 | 34 | 35 | 35 | 36 | 36 | 37 | 37 | 38 | 38 | 39 | 39 | 40 | 40 | 41 | 41 | 42 | 42 | 43 | 43 | 44 | 44 | 45 | 45 | 46 | 46 | 47 | 47 | 48 | 48 | 49 | 49 | 50 | 50 | 51 | 51 | 52 | 52 | 53 | 53 | 54 | 54 | 55 | 55 | 56 | 56 | 57 | 57 | 58 | 58 | 59 | 59 | 60 | 60
Period |  |  |  | 0 | 1 | 2 | 3 | 4 | 5 | 6 | 7 | 8 | 9 | 10 | 11 | 12 | 13 | 14 | 15 | 16 | 17 | 18 | 19 | 20 | 21 | 22 | 23 | 24 | 25 | 26 | 27 | 28 | 29 | 30 | 31 | 32 | 33 | 34 | 35 | 36 | 37 | 38 | 39 | 40 | 41 | 42 | 43 | 44 | 45 | 46 | 47 | 48 | 49 | 50 | 51 | 52 | 53 | 54 | 55 | 56 | 57 | 58 | 59 | 60 | 61 | 62 | 63 | 64 | 65 | 66 | 67 | 68 | 69 | 70 | 71 | 72 | 73 | 74 | 75 | 76 | 77 | 78 | 79 | 80 | 81 | 82 | 83 | 84 | 85 | 86 | 87 | 88 | 89 | 90 | 91 | 92 | 93 | 94 | 95 | 96 | 97 | 98 | 99 | 100 | 101 | 102 | 103 | 104 | 105 | 106 | 107 | 108 | 109 | 110 | 111 | 112 | 113 | 114 | 115 | 116 | 117 | 118 | 119 | 120
Leap Februar in Annual Period |  |  |  | FALSE | FALSE | FALSE | FALSE | FALSE | TRUE | FALSE | FALSE | FALSE | FALSE | FALSE | FALSE | FALSE | TRUE | FALSE | FALSE | FALSE | FALSE | FALSE | FALSE | FALSE | TRUE | FALSE | FALSE | FALSE | FALSE | FALSE | FALSE | FALSE | TRUE | FALSE | FALSE | FALSE | FALSE | FALSE | FALSE | FALSE | TRUE | FALSE | FALSE | FALSE | FALSE | FALSE | FALSE | FALSE | TRUE | FALSE | FALSE | FALSE | FALSE | FALSE | FALSE | FALSE | TRUE | FALSE | FALSE | FALSE | FALSE | FALSE | FALSE | FALSE | TRUE | FALSE | FALSE | FALSE | FALSE | FALSE | FALSE | FALSE | TRUE | FALSE | FALSE | FALSE | FALSE | FALSE | FALSE | FALSE | TRUE | FALSE | FALSE | FALSE | FALSE | FALSE | FALSE | FALSE | TRUE | FALSE | FALSE | FALSE | FALSE | FALSE | FALSE | FALSE | TRUE | FALSE | FALSE | FALSE | FALSE | FALSE | FALSE | FALSE | TRUE | FALSE | FALSE | FALSE | FALSE | FALSE | FALSE | FALSE | TRUE | FALSE | FALSE | FALSE | FALSE | FALSE | FALSE | FALSE | TRUE | FALSE | FALSE | FALSE
Leap Annual Period |  | 0 |  | FALSE | FALSE | FALSE | FALSE | FALSE | TRUE | TRUE | FALSE | FALSE | FALSE | FALSE | FALSE | FALSE | TRUE | TRUE | FALSE | FALSE | FALSE | FALSE | FALSE | FALSE | TRUE | TRUE | FALSE | FALSE | FALSE | FALSE | FALSE | FALSE | TRUE | TRUE | FALSE | FALSE | FALSE | FALSE | FALSE | FALSE | TRUE | TRUE | FALSE | FALSE | FALSE | FALSE | FALSE | FALSE | TRUE | TRUE | FALSE | FALSE | FALSE | FALSE | FALSE | FALSE | TRUE | TRUE | FALSE | FALSE | FALSE | FALSE | FALSE | FALSE | TRUE | TRUE | FALSE | FALSE | FALSE | FALSE | FALSE | FALSE | TRUE | TRUE | FALSE | FALSE | FALSE | FALSE | FALSE | FALSE | TRUE | TRUE | FALSE | FALSE | FALSE | FALSE | FALSE | FALSE | TRUE | TRUE | FALSE | FALSE | FALSE | FALSE | FALSE | FALSE | TRUE | TRUE | FALSE | FALSE | FALSE | FALSE | FALSE | FALSE | TRUE | TRUE | FALSE | FALSE | FALSE | FALSE | FALSE | FALSE | TRUE | TRUE | FALSE | FALSE | FALSE | FALSE | FALSE | FALSE | TRUE | TRUE | FALSE | FALSE
Project Life | 30 |  |  | FALSE | TRUE | TRUE | TRUE | TRUE | TRUE | TRUE | TRUE | TRUE | TRUE | TRUE | TRUE | TRUE | TRUE | TRUE | TRUE | TRUE | TRUE | TRUE | TRUE | TRUE | TRUE | TRUE | TRUE | TRUE | TRUE | TRUE | TRUE | TRUE | TRUE | TRUE | TRUE | TRUE | TRUE | TRUE | TRUE | TRUE | TRUE | TRUE | TRUE | TRUE | TRUE | TRUE | TRUE | TRUE | TRUE | TRUE | TRUE | TRUE | TRUE | TRUE | TRUE | TRUE | TRUE | TRUE | TRUE | TRUE | TRUE | TRUE | TRUE | TRUE | FALSE | FALSE | FALSE | FALSE | FALSE | FALSE | FALSE | FALSE | FALSE | FALSE | FALSE | FALSE | FALSE | FALSE | FALSE | FALSE | FALSE | FALSE | FALSE | FALSE | FALSE | FALSE | FALSE | FALSE | FALSE | FALSE | FALSE | FALSE | FALSE | FALSE | FALSE | FALSE | FALSE | FALSE | FALSE | FALSE | FALSE | FALSE | FALSE | FALSE | FALSE | FALSE | FALSE | FALSE | FALSE | FALSE | FALSE | FALSE | FALSE | FALSE | FALSE | FALSE | FALSE | FALSE | FALSE | FALSE | FALSE | FALSE | FALSE | FALSE
Operation Period (incl. Leap) |  |  | 0 | 0% | 49.59% | 50.41% | 49.59% | 50.41% | 49.73% | 50.27% | 49.59% | 50.41% | 49.59% | 50.41% | 49.59% | 50.41% | 49.73% | 50.27% | 49.59% | 50.41% | 49.59% | 50.41% | 49.59% | 50.41% | 49.73% | 50.27% | 49.59% | 50.41% | 49.59% | 50.41% | 49.59% | 50.41% | 49.73% | 50.27% | 49.59% | 50.41% | 49.59% | 50.41% | 49.59% | 50.41% | 49.73% | 50.27% | 49.59% | 50.41% | 49.59% | 50.41% | 49.59% | 50.41% | 49.73% | 50.27% | 49.59% | 50.41% | 49.59% | 50.41% | 49.59% | 50.41% | 49.73% | 50.27% | 49.59% | 50.41% | 49.59% | 50.41% | 49.59% | 50.41% | 0% | 0% | 0% | 0% | 0% | 0% | 0% | 0% | 0% | 0% | 0% | 0% | 0% | 0% | 0% | 0% | 0% | 0% | 0% | 0% | 0% | 0% | 0% | 0% | 0% | 0% | 0% | 0% | 0% | 0% | 0% | 0% | 0% | 0% | 0% | 0% | 0% | 0% | 0% | 0% | 0% | 0% | 0% | 0% | 0% | 0% | 0% | 0% | 0% | 0% | 0% | 0% | 0% | 0% | 0% | 0% | 0% | 0% | 0% | 0%
Operation Period (excl. Leap)
Depreciation Period |  |  |  | 0% | 49.59% | 50.41% | 49.59% | 50.41% | 49.73% | 50.27% | 49.59% | 50.41% | 49.59% | 50.41% | 49.59% | 50.41% | 49.73% | 50.27% | 49.59% | 50.41% | 49.59% | 50.41% | 49.59% | 50.41% | 49.73% | 50.27% | 49.59% | 50.41% | 49.59% | 50.41% | 49.59% | 50.41% | 49.73% | 50.27% | 49.59% | 50.41% | 49.59% | 50.41% | 49.59% | 50.41% | 49.73% | 50.27% | 49.59% | 50.41% | 49.59% | 50.41% | 49.59% | 50.41% | 49.73% | 50.27% | 49.59% | 50.41% | 49.59% | 50.41% | 49.59% | 50.41% | 49.73% | 50.27% | 49.59% | 50.41% | 49.59% | 50.41% | 49.59% | 50.41% | 49.73% | 50.27% | 49.59% | 50.41% | 49.59% | 50.41% | 49.59% | 50.41% | 49.73% | 50.27% | 49.59% | 50.41% | 49.59% | 50.41% | 49.59% | 50.41% | 49.73% | 50.27% | 49.59% | 50.41% | 49.59% | 50.41% | 49.59% | 50.41% | 49.73% | 50.27% | 49.59% | 50.41% | 49.59% | 50.41% | 49.59% | 50.41% | 49.73% | 50.27% | 49.59% | 50.41% | 49.59% | 50.41% | 49.59% | 50.41% | 49.73% | 50.27% | 49.59% | 50.41% | 49.59% | 50.41% | 49.59% | 50.41% | 49.73% | 50.27% | 49.59% | 50.41% | 49.59% | 50.41% | 49.59% | 50.41% | 49.73% | 50.27% | 49.59% | 50.41%
Investment Horizon | 30 |  |  | TRUE | TRUE | TRUE | TRUE | TRUE | TRUE | TRUE | TRUE | TRUE | TRUE | TRUE | TRUE | TRUE | TRUE | TRUE | TRUE | TRUE | TRUE | TRUE | TRUE | TRUE | TRUE | TRUE | TRUE | TRUE | TRUE | TRUE | TRUE | TRUE | TRUE | TRUE | TRUE | TRUE | TRUE | TRUE | TRUE | TRUE | TRUE | TRUE | TRUE | TRUE | TRUE | TRUE | TRUE | TRUE | TRUE | TRUE | TRUE | TRUE | TRUE | TRUE | TRUE | TRUE | TRUE | TRUE | TRUE | TRUE | TRUE | TRUE | TRUE | TRUE | FALSE | FALSE | FALSE | FALSE | FALSE | FALSE | FALSE | FALSE | FALSE | FALSE | FALSE | FALSE | FALSE | FALSE | FALSE | FALSE | FALSE | FALSE | FALSE | FALSE | FALSE | FALSE | FALSE | FALSE | FALSE | FALSE | FALSE | FALSE | FALSE | FALSE | FALSE | FALSE | FALSE | FALSE | FALSE | FALSE | FALSE | FALSE | FALSE | FALSE | FALSE | FALSE | FALSE | FALSE | FALSE | FALSE | FALSE | FALSE | FALSE | FALSE | FALSE | FALSE | FALSE | FALSE | FALSE | FALSE | FALSE | FALSE | FALSE | FALSE
PPA Life | 12 |  |  | FALSE | TRUE | TRUE | TRUE | TRUE | TRUE | TRUE | TRUE | TRUE | TRUE | TRUE | TRUE | TRUE | TRUE | TRUE | TRUE | TRUE | TRUE | TRUE | TRUE | TRUE | TRUE | TRUE | TRUE | TRUE | FALSE | FALSE | FALSE | FALSE | FALSE | FALSE | FALSE | FALSE | FALSE | FALSE | FALSE | FALSE | FALSE | FALSE | FALSE | FALSE | FALSE | FALSE | FALSE | FALSE | FALSE | FALSE | FALSE | FALSE | FALSE | FALSE | FALSE | FALSE | FALSE | FALSE | FALSE | FALSE | FALSE | FALSE | FALSE | FALSE | FALSE | FALSE | FALSE | FALSE | FALSE | FALSE | FALSE | FALSE | FALSE | FALSE | FALSE | FALSE | FALSE | FALSE | FALSE | FALSE | FALSE | FALSE | FALSE | FALSE | FALSE | FALSE | FALSE | FALSE | FALSE | FALSE | FALSE | FALSE | FALSE | FALSE | FALSE | FALSE | FALSE | FALSE | FALSE | FALSE | FALSE | FALSE | FALSE | FALSE | FALSE | FALSE | FALSE | FALSE | FALSE | FALSE | FALSE | FALSE | FALSE | FALSE | FALSE | FALSE | FALSE | FALSE | FALSE | FALSE | FALSE | FALSE | FALSE | FALSE
Senior Debt Maturity | 14 |  |  | FALSE | TRUE | TRUE | TRUE | TRUE | TRUE | TRUE | TRUE | TRUE | TRUE | TRUE | TRUE | TRUE | TRUE | TRUE | TRUE | TRUE | TRUE | TRUE | TRUE | TRUE | TRUE | TRUE | TRUE | TRUE | TRUE | TRUE | TRUE | TRUE | FALSE | FALSE | FALSE | FALSE | FALSE | FALSE | FALSE | FALSE | FALSE | FALSE | FALSE | FALSE | FALSE | FALSE | FALSE | FALSE | FALSE | FALSE | FALSE | FALSE | FALSE | FALSE | FALSE | FALSE | FALSE | FALSE | FALSE | FALSE | FALSE | FALSE | FALSE | FALSE | FALSE | FALSE | FALSE | FALSE | FALSE | FALSE | FALSE | FALSE | FALSE | FALSE | FALSE | FALSE | FALSE | FALSE | FALSE | FALSE | FALSE | FALSE | FALSE | FALSE | FALSE | FALSE | FALSE | FALSE | FALSE | FALSE | FALSE | FALSE | FALSE | FALSE | FALSE | FALSE | FALSE | FALSE | FALSE | FALSE | FALSE | FALSE | FALSE | FALSE | FALSE | FALSE | FALSE | FALSE | FALSE | FALSE | FALSE | FALSE | FALSE | FALSE | FALSE | FALSE | FALSE | FALSE | FALSE | FALSE | FALSE | FALSE | FALSE | FALSE
Senior Debt Refinancing Maturity | 14 |  |  | FALSE | FALSE | FALSE | FALSE | FALSE | FALSE | FALSE | FALSE | FALSE | FALSE | FALSE | FALSE | FALSE | FALSE | FALSE | FALSE | FALSE | FALSE | FALSE | FALSE | FALSE | FALSE | FALSE | FALSE | FALSE | FALSE | FALSE | FALSE | FALSE | FALSE | FALSE | FALSE | FALSE | FALSE | FALSE | FALSE | FALSE | FALSE | FALSE | FALSE | FALSE | FALSE | FALSE | FALSE | FALSE | FALSE | FALSE | FALSE | FALSE | FALSE | FALSE | FALSE | FALSE | FALSE | FALSE | FALSE | FALSE | FALSE | FALSE | FALSE | FALSE | FALSE | FALSE | FALSE | FALSE | FALSE | FALSE | FALSE | FALSE | FALSE | FALSE | FALSE | FALSE | FALSE | FALSE | FALSE | FALSE | FALSE | FALSE | FALSE | FALSE | FALSE | FALSE | FALSE | FALSE | FALSE | FALSE | FALSE | FALSE | FALSE | FALSE | FALSE | FALSE | FALSE | FALSE | FALSE | FALSE | FALSE | FALSE | FALSE | FALSE | FALSE | FALSE | FALSE | FALSE | FALSE | FALSE | FALSE | FALSE | FALSE | FALSE | FALSE | FALSE | FALSE | FALSE | FALSE | FALSE | FALSE | FALSE | FALSE | FALSE
Senior Debt Hedge Maturity | 14 |  |  | FALSE | TRUE | TRUE | TRUE | TRUE | TRUE | TRUE | TRUE | TRUE | TRUE | TRUE | TRUE | TRUE | TRUE | TRUE | TRUE | TRUE | TRUE | TRUE | TRUE | TRUE | TRUE | TRUE | TRUE | TRUE | TRUE | TRUE | TRUE | TRUE | FALSE | FALSE | FALSE | FALSE | FALSE | FALSE | FALSE | FALSE | FALSE | FALSE | FALSE | FALSE | FALSE | FALSE | FALSE | FALSE | FALSE | FALSE | FALSE | FALSE | FALSE | FALSE | FALSE | FALSE | FALSE | FALSE | FALSE | FALSE | FALSE | FALSE | FALSE | FALSE | FALSE | FALSE | FALSE | FALSE | FALSE | FALSE | FALSE | FALSE | FALSE | FALSE | FALSE | FALSE | FALSE | FALSE | FALSE | FALSE | FALSE | FALSE | FALSE | FALSE | FALSE | FALSE | FALSE | FALSE | FALSE | FALSE | FALSE | FALSE | FALSE | FALSE | FALSE | FALSE | FALSE | FALSE | FALSE | FALSE | FALSE | FALSE | FALSE | FALSE | FALSE | FALSE | FALSE | FALSE | FALSE | FALSE | FALSE | FALSE | FALSE | FALSE | FALSE | FALSE | FALSE | FALSE | FALSE | FALSE | FALSE | FALSE | FALSE | FALSE
First Period of Refinancing | 2 |  |  | FALSE | FALSE | FALSE | FALSE | FALSE | FALSE | FALSE | FALSE | FALSE | FALSE | FALSE | FALSE | FALSE | FALSE | FALSE | FALSE | FALSE | FALSE | FALSE | FALSE | FALSE | FALSE | FALSE | FALSE | FALSE | FALSE | FALSE | FALSE | FALSE | FALSE | FALSE | FALSE | FALSE | FALSE | FALSE | FALSE | FALSE | FALSE | FALSE | FALSE | FALSE | FALSE | FALSE | FALSE | FALSE | FALSE | FALSE | FALSE | FALSE | FALSE | FALSE | FALSE | FALSE | FALSE | FALSE | FALSE | FALSE | FALSE | FALSE | FALSE | FALSE | FALSE | FALSE | FALSE | FALSE | FALSE | FALSE | FALSE | FALSE | FALSE | FALSE | FALSE | FALSE | FALSE | FALSE | FALSE | FALSE | FALSE | FALSE | FALSE | FALSE | FALSE | FALSE | FALSE | FALSE | FALSE | FALSE | FALSE | FALSE | FALSE | FALSE | FALSE | FALSE | FALSE | FALSE | FALSE | FALSE | FALSE | FALSE | FALSE | FALSE | FALSE | FALSE | FALSE | FALSE | FALSE | FALSE | FALSE | FALSE | FALSE | FALSE | FALSE | FALSE | FALSE | FALSE | FALSE | FALSE | FALSE | FALSE | FALSE | FALSE
Senior Debt Period | 2043-12-29 |  |  | 152.8% | 50.28% | 51.11% | 50.28% | 51.11% | 50.56% | 51.11% | 50.28% | 51.11% | 50.28% | 51.11% | 50.28% | 51.11% | 50.56% | 51.11% | 50.28% | 51.11% | 50.28% | 51.11% | 50.28% | 51.11% | 50.56% | 51.11% | 50.28% | 51.11% | 50.28% | 51.11% | 50.28% | 51.11% | 50.56% | 51.11% | 50.28% | 51.11% | 50.28% | 51.11% | 50.28% | 51.11% | 50.56% | 51.11% | 50.28% | 51.11% | 50.28% | 51.11% | 50.28% | 51.11% | 50.56% | 51.11% | 50.28% | 51.11% | 50.28% | 51.11% | 50.28% | 51.11% | 50.56% | 51.11% | 50.28% | 51.11% | 50.28% | 51.11% | 50.28% | 51.11% | 50.56% | 51.11% | 50.28% | 51.11% | 50.28% | 51.11% | 50.28% | 51.11% | 50.56% | 51.11% | 50.28% | 51.11% | 50.28% | 51.11% | 50.28% | 51.11% | 50.56% | 51.11% | 50.28% | 51.11% | 50.28% | 51.11% | 50.28% | 51.11% | 50.56% | 51.11% | 50.28% | 51.11% | 50.28% | 51.11% | 50.28% | 51.11% | 50.56% | 51.11% | 50.28% | 51.11% | 50.28% | 51.11% | 50.28% | 51.11% | 50.56% | 51.11% | 50.28% | 51.11% | 50.28% | 51.11% | 50.28% | 51.11% | 50.56% | 51.11% | 50.28% | 51.11% | 50.28% | 51.11% | 50.28% | 51.11% | 50.56% | 51.11% | 50.28% | 51.11%
Senior Debt Maturity Days (%) |  |  |  | 0% | 100% | 100% | 100% | 100% | 100% | 100% | 100% | 100% | 100% | 100% | 100% | 100% | 100% | 100% | 100% | 100% | 100% | 100% | 100% | 100% | 100% | 100% | 100% | 100% | 100% | 100% | 100% | 98.91% | 0% | 0% | 0% | 0% | 0% | 0% | 0% | 0% | 0% | 0% | 0% | 0% | 0% | 0% | 0% | 0% | 0% | 0% | 0% | 0% | 0% | 0% | 0% | 0% | 0% | 0% | 0% | 0% | 0% | 0% | 0% | 0% | 0% | 0% | 0% | 0% | 0% | 0% | 0% | 0% | 0% | 0% | 0% | 0% | 0% | 0% | 0% | 0% | 0% | 0% | 0% | 0% | 0% | 0% | 0% | 0% | 0% | 0% | 0% | 0% | 0% | 0% | 0% | 0% | 0% | 0% | 0% | 0% | 0% | 0% | 0% | 0% | 0% | 0% | 0% | 0% | 0% | 0% | 0% | 0% | 0% | 0% | 0% | 0% | 0% | 0% | 0% | 0% | 0% | 0% | 0% | 0%
Junior Debt Maturity | 7 |  |  | FALSE | TRUE | TRUE | TRUE | TRUE | TRUE | TRUE | TRUE | TRUE | TRUE | TRUE | TRUE | TRUE | TRUE | TRUE | FALSE | FALSE | FALSE | FALSE | FALSE | FALSE | FALSE | FALSE | FALSE | FALSE | FALSE | FALSE | FALSE | FALSE | FALSE | FALSE | FALSE | FALSE | FALSE | FALSE | FALSE | FALSE | FALSE | FALSE | FALSE | FALSE | FALSE | FALSE | FALSE | FALSE | FALSE | FALSE | FALSE | FALSE | FALSE | FALSE | FALSE | FALSE | FALSE | FALSE | FALSE | FALSE | FALSE | FALSE | FALSE | FALSE | FALSE | FALSE | FALSE | FALSE | FALSE | FALSE | FALSE | FALSE | FALSE | FALSE | FALSE | FALSE | FALSE | FALSE | FALSE | FALSE | FALSE | FALSE | FALSE | FALSE | FALSE | FALSE | FALSE | FALSE | FALSE | FALSE | FALSE | FALSE | FALSE | FALSE | FALSE | FALSE | FALSE | FALSE | FALSE | FALSE | FALSE | FALSE | FALSE | FALSE | FALSE | FALSE | FALSE | FALSE | FALSE | FALSE | FALSE | FALSE | FALSE | FALSE | FALSE | FALSE | FALSE | FALSE | FALSE | FALSE | FALSE | FALSE | FALSE | FALSE
Junior Debt Period | 2036-12-29 |  |  | 152.8% | 50.28% | 51.11% | 50.28% | 51.11% | 50.56% | 51.11% | 50.28% | 51.11% | 50.28% | 51.11% | 50.28% | 51.11% | 50.56% | 51.11% | 50.28% | 51.11% | 50.28% | 51.11% | 50.28% | 51.11% | 50.56% | 51.11% | 50.28% | 51.11% | 50.28% | 51.11% | 50.28% | 51.11% | 50.56% | 51.11% | 50.28% | 51.11% | 50.28% | 51.11% | 50.28% | 51.11% | 50.56% | 51.11% | 50.28% | 51.11% | 50.28% | 51.11% | 50.28% | 51.11% | 50.56% | 51.11% | 50.28% | 51.11% | 50.28% | 51.11% | 50.28% | 51.11% | 50.56% | 51.11% | 50.28% | 51.11% | 50.28% | 51.11% | 50.28% | 51.11% | 50.56% | 51.11% | 50.28% | 51.11% | 50.28% | 51.11% | 50.28% | 51.11% | 50.56% | 51.11% | 50.28% | 51.11% | 50.28% | 51.11% | 50.28% | 51.11% | 50.56% | 51.11% | 50.28% | 51.11% | 50.28% | 51.11% | 50.28% | 51.11% | 50.56% | 51.11% | 50.28% | 51.11% | 50.28% | 51.11% | 50.28% | 51.11% | 50.56% | 51.11% | 50.28% | 51.11% | 50.28% | 51.11% | 50.28% | 51.11% | 50.56% | 51.11% | 50.28% | 51.11% | 50.28% | 51.11% | 50.28% | 51.11% | 50.56% | 51.11% | 50.28% | 51.11% | 50.28% | 51.11% | 50.28% | 51.11% | 50.56% | 51.11% | 50.28% | 51.11%
Junior Debt Maturity Days (%) |  |  |  | 0% | 100% | 100% | 100% | 100% | 100% | 100% | 100% | 100% | 100% | 100% | 100% | 100% | 100% | 98.91% | 0% | 0% | 0% | 0% | 0% | 0% | 0% | 0% | 0% | 0% | 0% | 0% | 0% | 0% | 0% | 0% | 0% | 0% | 0% | 0% | 0% | 0% | 0% | 0% | 0% | 0% | 0% | 0% | 0% | 0% | 0% | 0% | 0% | 0% | 0% | 0% | 0% | 0% | 0% | 0% | 0% | 0% | 0% | 0% | 0% | 0% | 0% | 0% | 0% | 0% | 0% | 0% | 0% | 0% | 0% | 0% | 0% | 0% | 0% | 0% | 0% | 0% | 0% | 0% | 0% | 0% | 0% | 0% | 0% | 0% | 0% | 0% | 0% | 0% | 0% | 0% | 0% | 0% | 0% | 0% | 0% | 0% | 0% | 0% | 0% | 0% | 0% | 0% | 0% | 0% | 0% | 0% | 0% | 0% | 0% | 0% | 0% | 0% | 0% | 0% | 0% | 0% | 0% | 0% | 0% | 0%
Equity Period |  |  |  | 150.7% | 49.59% | 50.41% | 49.59% | 50.41% | 49.86% | 50.41% | 49.59% | 50.41% | 49.59% | 50.41% | 49.59% | 50.41% | 49.86% | 50.41% | 49.59% | 50.41% | 49.59% | 50.41% | 49.59% | 50.41% | 49.86% | 50.41% | 49.59% | 50.41% | 49.59% | 50.41% | 49.59% | 50.41% | 49.86% | 50.41% | 49.59% | 50.41% | 49.59% | 50.41% | 49.59% | 50.41% | 49.86% | 50.41% | 49.59% | 50.41% | 49.59% | 50.41% | 49.59% | 50.41% | 49.86% | 50.41% | 49.59% | 50.41% | 49.59% | 50.41% | 49.59% | 50.41% | 49.86% | 50.41% | 49.59% | 50.41% | 49.59% | 50.41% | 49.59% | 50.41% | 49.86% | 50.41% | 49.59% | 50.41% | 49.59% | 50.41% | 49.59% | 50.41% | 49.86% | 50.41% | 49.59% | 50.41% | 49.59% | 50.41% | 49.59% | 50.41% | 49.86% | 50.41% | 49.59% | 50.41% | 49.59% | 50.41% | 49.59% | 50.41% | 49.86% | 50.41% | 49.59% | 50.41% | 49.59% | 50.41% | 49.59% | 50.41% | 49.86% | 50.41% | 49.59% | 50.41% | 49.59% | 50.41% | 49.59% | 50.41% | 49.86% | 50.41% | 49.59% | 50.41% | 49.59% | 50.41% | 49.59% | 50.41% | 49.86% | 50.41% | 49.59% | 50.41% | 49.59% | 50.41% | 49.59% | 50.41% | 49.86% | 50.41% | 49.59% | 50.41%
Equity Operation Flows Period | time axis 2028-06-30 to 2089-12-31
Equity Distribution Flows Period | 1 | time axis 2028-06-30 to 2090-01-01
True Tax Maturity |  |  |  | FALSE | FALSE | TRUE | FALSE | TRUE | FALSE | TRUE | FALSE | TRUE | FALSE | TRUE | FALSE | TRUE | FALSE | TRUE | FALSE | TRUE | FALSE | TRUE | FALSE | TRUE | FALSE | TRUE | FALSE | TRUE | FALSE | TRUE | FALSE | TRUE | FALSE | TRUE | FALSE | TRUE | FALSE | TRUE | FALSE | TRUE | FALSE | TRUE | FALSE | TRUE | FALSE | TRUE | FALSE | TRUE | FALSE | TRUE | FALSE | TRUE | FALSE | TRUE | FALSE | TRUE | FALSE | TRUE | FALSE | TRUE | FALSE | TRUE | FALSE | TRUE | FALSE | FALSE | FALSE | FALSE | FALSE | FALSE | FALSE | FALSE | FALSE | FALSE | FALSE | FALSE | FALSE | FALSE | FALSE | FALSE | FALSE | FALSE | FALSE | FALSE | FALSE | FALSE | FALSE | FALSE | FALSE | FALSE | FALSE | FALSE | FALSE | FALSE | FALSE | FALSE | FALSE | FALSE | FALSE | FALSE | FALSE | FALSE | FALSE | FALSE | FALSE | FALSE | FALSE | FALSE | FALSE | FALSE | FALSE | FALSE | FALSE | FALSE | FALSE | FALSE | FALSE | FALSE | FALSE | FALSE | FALSE | FALSE | FALSE | FALSE
Flags Construction
Beginning of Period | 2028-06-30 |  |  | 2028-06-30 | 2028-07-01 | 2028-08-01 | 2028-09-01 | 2028-10-01 | 2028-11-01 | 2028-12-01 | 2029-01-01 | 2029-02-01 | 2029-03-01 | 2029-04-01 | 2029-05-01 | 2029-06-01 | 2029-07-01 | 2029-08-01 | 2029-09-01 | 2029-10-01 | 2029-11-01 | 2029-12-01 | 2030-01-01 | 2030-02-01 | 2030-03-01 | 2030-04-01 | 2030-05-01 | 2030-06-01 | 2030-07-01 | 2030-08-01 | 2030-09-01 | 2030-10-01 | 2030-11-01
End of Period |  |  |  | 2028-06-30 | 2028-07-31 | 2028-08-31 | 2028-09-30 | 2028-10-31 | 2028-11-30 | 2028-12-31 | 2029-01-31 | 2029-02-28 | 2029-03-31 | 2029-04-30 | 2029-05-31 | 2029-06-30 | 2029-07-31 | 2029-08-31 | 2029-09-30 | 2029-10-31 | 2029-11-30 | 2029-12-31 | 2030-01-31 | 2030-02-28 | 2030-03-31 | 2030-04-30 | 2030-05-31 | 2030-06-30 | 2030-07-31 | 2030-08-31 | 2030-09-30 | 2030-10-31 | 2030-11-30
Month of Year |  |  |  | 6 | 7 | 8 | 9 | 10 | 11 | 12 | 1 | 2 | 3 | 4 | 5 | 6 | 7 | 8 | 9 | 10 | 11 | 12 | 1 | 2 | 3 | 4 | 5 | 6 | 7 | 8 | 9 | 10 | 11
Month of Construction |  |  |  | 1 | 2 | 3 | 4 | 5 | 6 | 7 | 8 | 9 | 10 | 11 | 12 | 13 | 14 | 15 | 16 | 17 | 18 | 19 | 20 | 21 | 22 | 23 | 24 | 25 | 26 | 27 | 28 | 29 | 30
Construction Period | 18 |  |  | TRUE | TRUE | TRUE | TRUE | TRUE | TRUE | TRUE | TRUE | TRUE | TRUE | TRUE | TRUE | TRUE | TRUE | TRUE | TRUE | TRUE | TRUE | FALSE | FALSE | FALSE | FALSE | FALSE | FALSE | FALSE | FALSE | FALSE | FALSE | FALSE | FALSE
Interest Period |  |  |  | 0.2778% | 8.611% | 8.611% | 8.333% | 8.611% | 8.333% | 8.611% | 8.611% | 7.778% | 8.611% | 8.333% | 8.611% | 8.333% | 8.611% | 8.611% | 8.333% | 8.611% | 8.333% | 8.611% | 8.611% | 7.778% | 8.611% | 8.333% | 8.611% | 8.333% | 8.611% | 8.611% | 8.333% | 8.611% | 8.333%
[6 empty] | 2022-01-01 | 2022-07-01
[6 empty] | 2022-06-30 | 2022-12-31
[6 empty] | 49.59% | 50.41%

## Cash@Risk (hidden)
2026-04-17
IPP Development Project Budget
ID PROJECT CARD |  | BONDS | [5 empty] | IDENTIFICATION OF COSTS
|  |  | Y/N |  | Amount (in k€) | Bond emission date (dd/mm/yyyy)
Project : | Wind Seek | Bid Bond | No |  | 600 | 2018-11-10 |  |  | forecast only
Acronym : | WDSK | Performance Bond | No | [5 empty] | committed expense
Project Manager : | Marin Uzelac | AKE Validation committee | No | [5 empty] | paid = date of invoice approval
Cost controller :
Size (MW) : | 16.8
Bucget Currency : | EUR
FINANCING INFORMATION |  | CORPORATE AUTHORIZATIONS |  | 2026-12-31
12
Closing estimated date (dd/mm/yyyy) : | 2028-12-31 |  |  | 2029-12-31
Gearing (% of equity) | 25% | Total incurred expenses (cash only) in k€ | #NAME?
Total equity needed (k€) | 5664.847 | AKE Validation committee amount (cumulated, in k€) |  |  | CODIR
AKE skin in the game (k€) |  | Warning ? | #NAME?
Actual equity spent by Akuo (k€) | #NAME?
Expected operationnal revenues for Akuo (k€) : | 1275.428 | Main farm assumptions
AKE 25y NPV (k€) | 1680 | Country cost of living (select H - High or L - Low) | L |  | Overhead line distance (KM) | 5
Discount rate for NPV (%) |  | Number of WTG | 4 | 4 | % of costs paid by Akuo (co dev) | 100%
Equity IRR (%) |  | Substation (select Y - Yes or N - No) ? | Y
|  | Expected Energy Price €/MWH | 60 |  | Expected number of hours | 3000
Objective n° 1 : CAPEX sharing | [7 empty] | Objective n°2 : Cash at risk follow up
CAREFUL : This part is in € (NOT k€)
SPV CAPEX (excl. VAT but incl WHT) in KEUR | [7 empty] | AKUO CASH AT RISK UNTIL PROJECT FINANCE (excl. VAT but incl WHT) in EUR
CAPEX codification |  | Categories | Total budget | % paid to Akuo ? | Who can help you estimating this cost? | Mandatory update of this cost (cf. IPP process) | Comments | Total expected cash at risk until Financial closing | time axis 2015-01-01 to 2030-12-01
22659.3879
| Section I. Detailed costs prior to financial closing |  | 1348.7731
C.12.02 |  | Costs during development phase (excl. financing & M&A) | 976.4 |  |  |  |  | 698 | 0 | 0 | 0 | 0 | 0 | 0 | 0 | 0 | 0 | 0 | 0 | 0 | 0 | 0 | 0 | 0 | 0 | 0 | 0 | 0 | 0 | 0 | 0 | 0 | 0 | 0 | 0 | 0 | 0 | 0 | 0 | 0 | 0 | 0 | 5.6 | 10.85 | 5.6 | 10.85 | 5.6 | 55.25 | 50 | 33.25 | 28 | 33.25 | 32 | 42.5 | 28 | 37.25 | 32 | 56.75 | 44 | 38.75 | 16 | 81.25 | 0 | 5.25 | 4 | 10.5 | 0 | 5.25 | 0 | 5.25 | 0 | 5.25 | 0 | 5.25 | 0 | 5.25 | 0 | 5.25 | 0 | 0 | 0 | 0 | 0 | 0 | 0 | 0 | 0 | 0 | 0 | 0 | 0 | 0 | 0 | 0 | 0 | 0 | 0 | 0 | 0 | 0 | 0 | 0 | 0 | 0 | 0 | 0 | 0 | 0 | 0 | 0 | 0 | 0 | 0 | 0 | 0 | 0 | 0 | 0 | 0 | 0 | 0 | 0 | 0 | 0 | 0 | 0 | 0 | 0 | 0 | 0 | 0 | 0 | 0 | 0 | 0 | 0 | 0 | 0 | 0 | 0 | 0 | 0 | 0 | 0 | 0 | 0 | 0 | 0 | 0 | 0 | 0 | 0 | 0 | 0 | 0 | 0 | 0 | 0 | 0 | 0 | 0 | 0 | 0 | 0 | 0 | 0 | 0 | 0 | 0 | 0 | 0 | 0 | 0 | 0 | 0 | 0 | 0 | 0 | 0 | 0 | 0 | 0 | 0 | 0 | 0 | 0 | 0 | 0 | 0 | 0 | 0 | 0 | 0 | 0 | 0 | 0 | 0 | 0 | 0 | 0
Development and structuration costs (excl financing)
A.01 |  | Land leases during development | 28 |  |  |  |  | 28 | 0 | 0 | 0 | 0 | 0 | 0 | 0 | 0 | 0 | 0 | 0 | 0 | 0 | 0 | 0 | 0 | 0 | 0 | 0 | 0 | 0 | 0 | 0 | 0 | 0 | 0 | 0 | 0 | 0 | 0 | 0 | 0 | 0 | 0 | 5.6 | 5.6 | 5.6 | 5.6 | 5.6 | 0 | 0 | 0 | 0 | 0 | 0 | 0 | 0 | 0 | 0 | 0 | 0 | 0 | 0 | 0 | 0 | 0 | 0 | 0 | 0 | 0 | 0 | 0 | 0 | 0 | 0 | 0 | 0 | 0 | 0 | 0 | 0 | 0 | 0 | 0 | 0 | 0 | 0 | 0 | 0 | 0 | 0 | 0 | 0 | 0 | 0 | 0 | 0 | 0 | 0 | 0 | 0 | 0 | 0 | 0 | 0 | 0 | 0 | 0 | 0 | 0 | 0 | 0 | 0 | 0 | 0 | 0 | 0 | 0 | 0 | 0 | 0 | 0 | 0 | 0 | 0 | 0 | 0 | 0 | 0 | 0 | 0 | 0 | 0 | 0 | 0 | 0 | 0 | 0 | 0 | 0 | 0 | 0 | 0 | 0 | 0 | 0 | 0 | 0 | 0 | 0 | 0 | 0 | 0 | 0 | 0 | 0 | 0 | 0 | 0 | 0 | 0 | 0 | 0 | 0 | 0 | 0 | 0 | 0 | 0 | 0 | 0 | 0 | 0 | 0 | 0 | 0 | 0 | 0 | 0 | 0 | 0 | 0 | 0 | 0 | 0 | 0 | 0 | 0 | 0 | 0 | 0 | 0 | 0 | 0 | 0 | 0 | 0 | 0 | 0 | 0 | 0 | 0
A.01.01 |  | Notary & legal & administrative fees | 28 | 0% | project manager | B13 "End of development phase" | H - 10k€ / WTG or L - 5k€ / WTG | 28 | 2015-01-01: 0; 2015-02-01: 0; 2015-03-01: 0; 2015-04-01: 0; 2015-05-01: 0; 2015-06-01: 0; 2015-07-01: 0; 2015-08-01: 0; 2015-09-01: 0; 2015-10-01: 0; 2015-11-01: 0; 2015-12-01: 0; 2016-01-01: 0; 2016-02-01: 0; 2016-03-01: 0; 2016-04-01: 0; 2016-05-01: 0; 2016-06-01: 0; 2016-07-01: 0; 2016-08-01: 0; 2016-09-01: 0; 2016-10-01: 0; 2016-11-01: 0; 2016-12-01: 0; 2017-01-01: 0; 2017-02-01: 0; 2017-03-01: 0; 2017-04-01: 0; 2017-05-01: 0; 2017-06-01: 0; 2017-07-01: 0; 2017-08-01: 0; 2017-09-01: 0; 2017-10-01: 0; 2017-11-01: 5.6; 2017-12-01: 5.6; 2018-01-01: 5.6; 2018-02-01: 5.6; 2018-03-01: 5.6; 2018-04-01: 0; 2018-05-01: 0; 2018-06-01: 0; 2018-07-01: 0; 2018-08-01: 0; 2018-09-01: 0; 2018-10-01: 0; 2018-11-01: 0; 2018-12-01: 0; 2019-01-01: 0; 2019-02-01: 0; 2019-03-01: 0; 2019-04-01: 0; 2019-05-01: 0; 2019-06-01: 0; 2019-07-01: 0; 2019-08-01: 0; 2019-09-01: 0; 2019-10-01: 0; 2019-11-01: 0; 2019-12-01: 0; 2020-01-01: 0; 2020-02-01: 0; 2020-03-01: 0; 2020-04-01: 0; 2020-05-01: 0; 2020-06-01: 0; 2020-07-01: 0; 2020-08-01: 0; 2020-09-01: 0; 2020-10-01: 0; 2020-11-01: 0; 2020-12-01: 0; 2021-01-01: 0; 2021-02-01: 0; 2021-03-01: 0; 2021-04-01: 0; 2021-05-01: 0; 2021-06-01: 0; 2021-07-01: 0; 2021-08-01: 0; 2021-09-01: 0; 2021-10-01: 0; 2021-11-01: 0; 2021-12-01: 0; 2022-01-01: 0; 2022-02-01: 0; 2022-03-01: 0; 2022-04-01: 0; 2022-05-01: 0; 2022-06-01: 0; 2022-07-01: 0; 2022-08-01: 0; 2022-09-01: 0; 2022-10-01: 0; 2022-11-01: 0; 2022-12-01: 0; 2023-01-01: 0; 2023-02-01: 0; 2023-03-01: 0; 2023-04-01: 0; 2023-05-01: 0; 2023-06-01: 0; 2023-07-01: 0; 2023-08-01: 0; 2023-09-01: 0; 2023-10-01: 0; 2023-11-01: 0; 2023-12-01: 0
A.01.02 |  | Land acquisition before construction |  | 0% | project manager | B13 "End of development phase" |  | 0
A.01.03 |  | Expropriation |  | 0% | project manager | B13 "End of development phase" |  | 0
A.01.04 |  | Land preparation works for development |  | 0% | project manager | B13 "End of development phase" |  | 0
A.02 |  | Grid studies | 105 |  |  |  |  | 25 | 0 | 0 | 0 | 0 | 0 | 0 | 0 | 0 | 0 | 0 | 0 | 0 | 0 | 0 | 0 | 0 | 0 | 0 | 0 | 0 | 0 | 0 | 0 | 0 | 0 | 0 | 0 | 0 | 0 | 0 | 0 | 0 | 0 | 0 | 0 | 0 | 0 | 0 | 0 | 0 | 0 | 0 | 0 | 0 | 0 | 0 | 0 | 0 | 0 | 7.5 | 0 | 17.5 | 0 | 0 | 0 | 0 | 0 | 0 | 0 | 0 | 0 | 0 | 0 | 0 | 0 | 0 | 0 | 0 | 0 | 0 | 0 | 0 | 0 | 0 | 0 | 0 | 0 | 0 | 0 | 0 | 0 | 0 | 0 | 0 | 0 | 0 | 0 | 0 | 0 | 0 | 0 | 0 | 0 | 0 | 0 | 0 | 0 | 0 | 0 | 0 | 0 | 0 | 0 | 0 | 0 | 0 | 0 | 0 | 0 | 0 | 0 | 0 | 0 | 0 | 0 | 0 | 0 | 0 | 0 | 0 | 0 | 0 | 0 | 0 | 0 | 0 | 0 | 0 | 0 | 0 | 0 | 0 | 0 | 0 | 0 | 0 | 0 | 0 | 0 | 0 | 0 | 0 | 0 | 0 | 0 | 0 | 0 | 0 | 0 | 0 | 0 | 0 | 0 | 0 | 0 | 0 | 0 | 0 | 0 | 0 | 0 | 0 | 0 | 0 | 0 | 0 | 0 | 0 | 0 | 0 | 0 | 0 | 0 | 0 | 0 | 0 | 0 | 0 | 0 | 0 | 0 | 0 | 0 | 0 | 0 | 0 | 0 | 0 | 0 | 0 | 0 | 0
A.02.01 |  | Basic grid studies | 25 | 0% | project manager | B13 "End of development phase" | H - 50k€ or L - 25k€ | 25 | 2015-01-01: 0; 2015-02-01: 0; 2015-03-01: 0; 2015-04-01: 0; 2015-05-01: 0; 2015-06-01: 0; 2015-07-01: 0; 2015-08-01: 0; 2015-09-01: 0; 2015-10-01: 0; 2015-11-01: 0; 2015-12-01: 0; 2016-01-01: 0; 2016-02-01: 0; 2016-03-01: 0; 2016-04-01: 0; 2016-05-01: 0; 2016-06-01: 0; 2016-07-01: 0; 2016-08-01: 0; 2016-09-01: 0; 2016-10-01: 0; 2016-11-01: 0; 2016-12-01: 0; 2017-01-01: 0; 2017-02-01: 0; 2017-03-01: 0; 2017-04-01: 0; 2017-05-01: 0; 2017-06-01: 0; 2017-07-01: 0; 2017-08-01: 0; 2017-09-01: 0; 2017-10-01: 0; 2017-11-01: 0; 2017-12-01: 0; 2018-01-01: 0; 2018-02-01: 0; 2018-03-01: 0; 2018-04-01: 0; 2018-05-01: 0; 2018-06-01: 0; 2018-07-01: 0; 2018-08-01: 0; 2018-09-01: 0; 2018-10-01: 0; 2018-11-01: 0; 2018-12-01: 0; 2019-01-01: 0; 2019-02-01: 7.5; 2019-03-01: 0; 2019-04-01: 17.5; 2019-05-01: 0; 2019-06-01: 0; 2019-07-01: 0; 2019-08-01: 0; 2019-09-01: 0; 2019-10-01: 0; 2019-11-01: 0; 2019-12-01: 0; 2020-01-01: 0; 2020-02-01: 0; 2020-03-01: 0; 2020-04-01: 0; 2020-05-01: 0; 2020-06-01: 0; 2020-07-01: 0; 2020-08-01: 0; 2020-09-01: 0; 2020-10-01: 0; 2020-11-01: 0; 2020-12-01: 0; 2021-01-01: 0; 2021-02-01: 0; 2021-03-01: 0; 2021-04-01: 0; 2021-05-01: 0; 2021-06-01: 0; 2021-07-01: 0; 2021-08-01: 0; 2021-09-01: 0; 2021-10-01: 0; 2021-11-01: 0; 2021-12-01: 0; 2022-01-01: 0; 2022-02-01: 0; 2022-03-01: 0; 2022-04-01: 0; 2022-05-01: 0; 2022-06-01: 0; 2022-07-01: 0; 2022-08-01: 0; 2022-09-01: 0; 2022-10-01: 0; 2022-11-01: 0; 2022-12-01: 0; 2023-01-01: 0; 2023-02-01: 0; 2023-03-01: 0; 2023-04-01: 0; 2023-05-01: 0; 2023-06-01: 0; 2023-07-01: 0; 2023-08-01: 0; 2023-09-01: 0; 2023-10-01: 0; 2023-11-01: 0; 2023-12-01: 0
A.02.02 |  | Detailed grid studies | 80 | 0% | project manager | B13 "End of development phase" | 80k€ Fixed | 0
A.03 |  | Renewable resource | 160 |  |  |  |  | 160 | 0 | 0 | 0 | 0 | 0 | 0 | 0 | 0 | 0 | 0 | 0 | 0 | 0 | 0 | 0 | 0 | 0 | 0 | 0 | 0 | 0 | 0 | 0 | 0 | 0 | 0 | 0 | 0 | 0 | 0 | 0 | 0 | 0 | 0 | 0 | 0 | 0 | 0 | 0 | 50 | 50 | 0 | 0 | 0 | 0 | 0 | 0 | 0 | 0 | 0 | 0 | 0 | 0 | 60 | 0 | 0 | 0 | 0 | 0 | 0 | 0 | 0 | 0 | 0 | 0 | 0 | 0 | 0 | 0 | 0 | 0 | 0 | 0 | 0 | 0 | 0 | 0 | 0 | 0 | 0 | 0 | 0 | 0 | 0 | 0 | 0 | 0 | 0 | 0 | 0 | 0 | 0 | 0 | 0 | 0 | 0 | 0 | 0 | 0 | 0 | 0 | 0 | 0 | 0 | 0 | 0 | 0 | 0 | 0 | 0 | 0 | 0 | 0 | 0 | 0 | 0 | 0 | 0 | 0 | 0 | 0 | 0 | 0 | 0 | 0 | 0 | 0 | 0 | 0 | 0 | 0 | 0 | 0 | 0 | 0 | 0 | 0 | 0 | 0 | 0 | 0 | 0 | 0 | 0 | 0 | 0 | 0 | 0 | 0 | 0 | 0 | 0 | 0 | 0 | 0 | 0 | 0 | 0 | 0 | 0 | 0 | 0 | 0 | 0 | 0 | 0 | 0 | 0 | 0 | 0 | 0 | 0 | 0 | 0 | 0 | 0 | 0 | 0 | 0 | 0 | 0 | 0 | 0 | 0 | 0 | 0 | 0 | 0 | 0 | 0 | 0 | 0
A.03.01 |  | Measurement installation and maintenance | 100 | 0% | project manager | B13 "End of development phase" |  | 100 | 2015-01-01: 0; 2015-02-01: 0; 2015-03-01: 0; 2015-04-01: 0; 2015-05-01: 0; 2015-06-01: 0; 2015-07-01: 0; 2015-08-01: 0; 2015-09-01: 0; 2015-10-01: 0; 2015-11-01: 0; 2015-12-01: 0; 2016-01-01: 0; 2016-02-01: 0; 2016-03-01: 0; 2016-04-01: 0; 2016-05-01: 0; 2016-06-01: 0; 2016-07-01: 0; 2016-08-01: 0; 2016-09-01: 0; 2016-10-01: 0; 2016-11-01: 0; 2016-12-01: 0; 2017-01-01: 0; 2017-02-01: 0; 2017-03-01: 0; 2017-04-01: 0; 2017-05-01: 0; 2017-06-01: 0; 2017-07-01: 0; 2017-08-01: 0; 2017-09-01: 0; 2017-10-01: 0; 2017-11-01: 0; 2017-12-01: 0; 2018-01-01: 0; 2018-02-01: 0; 2018-03-01: 0; 2018-04-01: 50; 2018-05-01: 50; 2018-06-01: 0; 2018-07-01: 0; 2018-08-01: 0; 2018-09-01: 0; 2018-10-01: 0; 2018-11-01: 0; 2018-12-01: 0; 2019-01-01: 0; 2019-02-01: 0; 2019-03-01: 0; 2019-04-01: 0; 2019-05-01: 0; 2019-06-01: 0; 2019-07-01: 0; 2019-08-01: 0; 2019-09-01: 0; 2019-10-01: 0; 2019-11-01: 0; 2019-12-01: 0; 2020-01-01: 0; 2020-02-01: 0; 2020-03-01: 0; 2020-04-01: 0; 2020-05-01: 0; 2020-06-01: 0; 2020-07-01: 0; 2020-08-01: 0; 2020-09-01: 0; 2020-10-01: 0; 2020-11-01: 0; 2020-12-01: 0; 2021-01-01: 0; 2021-02-01: 0; 2021-03-01: 0; 2021-04-01: 0; 2021-05-01: 0; 2021-06-01: 0; 2021-07-01: 0; 2021-08-01: 0; 2021-09-01: 0; 2021-10-01: 0; 2021-11-01: 0; 2021-12-01: 0; 2022-01-01: 0; 2022-02-01: 0; 2022-03-01: 0; 2022-04-01: 0; 2022-05-01: 0; 2022-06-01: 0; 2022-07-01: 0; 2022-08-01: 0; 2022-09-01: 0; 2022-10-01: 0; 2022-11-01: 0; 2022-12-01: 0; 2023-01-01: 0; 2023-02-01: 0; 2023-03-01: 0; 2023-04-01: 0; 2023-05-01: 0; 2023-06-01: 0; 2023-07-01: 0; 2023-08-01: 0; 2023-09-01: 0; 2023-10-01: 0; 2023-11-01: 0; 2023-12-01: 0
A.03.02 |  | Energy yield assessment for development | 60 | 0% | project manager | B13 "End of development phase" |  | 60 | 2015-01-01: 0; 2015-02-01: 0; 2015-03-01: 0; 2015-04-01: 0; 2015-05-01: 0; 2015-06-01: 0; 2015-07-01: 0; 2015-08-01: 0; 2015-09-01: 0; 2015-10-01: 0; 2015-11-01: 0; 2015-12-01: 0; 2016-01-01: 0; 2016-02-01: 0; 2016-03-01: 0; 2016-04-01: 0; 2016-05-01: 0; 2016-06-01: 0; 2016-07-01: 0; 2016-08-01: 0; 2016-09-01: 0; 2016-10-01: 0; 2016-11-01: 0; 2016-12-01: 0; 2017-01-01: 0; 2017-02-01: 0; 2017-03-01: 0; 2017-04-01: 0; 2017-05-01: 0; 2017-06-01: 0; 2017-07-01: 0; 2017-08-01: 0; 2017-09-01: 0; 2017-10-01: 0; 2017-11-01: 0; 2017-12-01: 0; 2018-01-01: 0; 2018-02-01: 0; 2018-03-01: 0; 2018-04-01: 0; 2018-05-01: 0; 2018-06-01: 0; 2018-07-01: 0; 2018-08-01: 0; 2018-09-01: 0; 2018-10-01: 0; 2018-11-01: 0; 2018-12-01: 0; 2019-01-01: 0; 2019-02-01: 0; 2019-03-01: 0; 2019-04-01: 0; 2019-05-01: 0; 2019-06-01: 60; 2019-07-01: 0; 2019-08-01: 0; 2019-09-01: 0; 2019-10-01: 0; 2019-11-01: 0; 2019-12-01: 0; 2020-01-01: 0; 2020-02-01: 0; 2020-03-01: 0; 2020-04-01: 0; 2020-05-01: 0; 2020-06-01: 0; 2020-07-01: 0; 2020-08-01: 0; 2020-09-01: 0; 2020-10-01: 0; 2020-11-01: 0; 2020-12-01: 0; 2021-01-01: 0; 2021-02-01: 0; 2021-03-01: 0; 2021-04-01: 0; 2021-05-01: 0; 2021-06-01: 0; 2021-07-01: 0; 2021-08-01: 0; 2021-09-01: 0; 2021-10-01: 0; 2021-11-01: 0; 2021-12-01: 0; 2022-01-01: 0; 2022-02-01: 0; 2022-03-01: 0; 2022-04-01: 0; 2022-05-01: 0; 2022-06-01: 0; 2022-07-01: 0; 2022-08-01: 0; 2022-09-01: 0; 2022-10-01: 0; 2022-11-01: 0; 2022-12-01: 0; 2023-01-01: 0; 2023-02-01: 0; 2023-03-01: 0; 2023-04-01: 0; 2023-05-01: 0; 2023-06-01: 0; 2023-07-01: 0; 2023-08-01: 0; 2023-09-01: 0; 2023-10-01: 0; 2023-11-01: 0; 2023-12-01: 0
A.03.03 |  | Wood supply scheme |  | 0% | project manager | B13 "End of development phase" |  | 0
A.04 |  | Environment studies and EIA | 280 |  |  |  |  | 280 | 0 | 0 | 0 | 0 | 0 | 0 | 0 | 0 | 0 | 0 | 0 | 0 | 0 | 0 | 0 | 0 | 0 | 0 | 0 | 0 | 0 | 0 | 0 | 0 | 0 | 0 | 0 | 0 | 0 | 0 | 0 | 0 | 0 | 0 | 0 | 0 | 0 | 0 | 0 | 0 | 0 | 28 | 28 | 28 | 28 | 28 | 28 | 28 | 28 | 28 | 28 | 0 | 0 | 0 | 0 | 0 | 0 | 0 | 0 | 0 | 0 | 0 | 0 | 0 | 0 | 0 | 0 | 0 | 0 | 0 | 0 | 0 | 0 | 0 | 0 | 0 | 0 | 0 | 0 | 0 | 0 | 0 | 0 | 0 | 0 | 0 | 0 | 0 | 0 | 0 | 0 | 0 | 0 | 0 | 0 | 0 | 0 | 0 | 0 | 0 | 0 | 0 | 0 | 0 | 0 | 0 | 0 | 0 | 0 | 0 | 0 | 0 | 0 | 0 | 0 | 0 | 0 | 0 | 0 | 0 | 0 | 0 | 0 | 0 | 0 | 0 | 0 | 0 | 0 | 0 | 0 | 0 | 0 | 0 | 0 | 0 | 0 | 0 | 0 | 0 | 0 | 0 | 0 | 0 | 0 | 0 | 0 | 0 | 0 | 0 | 0 | 0 | 0 | 0 | 0 | 0 | 0 | 0 | 0 | 0 | 0 | 0 | 0 | 0 | 0 | 0 | 0 | 0 | 0 | 0 | 0 | 0 | 0 | 0 | 0 | 0 | 0 | 0 | 0 | 0 | 0 | 0 | 0 | 0 | 0 | 0 | 0 | 0 | 0 | 0 | 0 | 0
A.04.01 |  | Environmental Impact Assessment | 280 | 0% | project manager | B13 "End of development phase" | H - 200k€ or L - 100k€ | 280 | 2015-01-01: 0; 2015-02-01: 0; 2015-03-01: 0; 2015-04-01: 0; 2015-05-01: 0; 2015-06-01: 0; 2015-07-01: 0; 2015-08-01: 0; 2015-09-01: 0; 2015-10-01: 0; 2015-11-01: 0; 2015-12-01: 0; 2016-01-01: 0; 2016-02-01: 0; 2016-03-01: 0; 2016-04-01: 0; 2016-05-01: 0; 2016-06-01: 0; 2016-07-01: 0; 2016-08-01: 0; 2016-09-01: 0; 2016-10-01: 0; 2016-11-01: 0; 2016-12-01: 0; 2017-01-01: 0; 2017-02-01: 0; 2017-03-01: 0; 2017-04-01: 0; 2017-05-01: 0; 2017-06-01: 0; 2017-07-01: 0; 2017-08-01: 0; 2017-09-01: 0; 2017-10-01: 0; 2017-11-01: 0; 2017-12-01: 0; 2018-01-01: 0; 2018-02-01: 0; 2018-03-01: 0; 2018-04-01: 0; 2018-05-01: 0; 2018-06-01: 28; 2018-07-01: 28; 2018-08-01: 28; 2018-09-01: 28; 2018-10-01: 28; 2018-11-01: 28; 2018-12-01: 28; 2019-01-01: 28; 2019-02-01: 28; 2019-03-01: 28; 2019-04-01: 0; 2019-05-01: 0; 2019-06-01: 0; 2019-07-01: 0; 2019-08-01: 0; 2019-09-01: 0; 2019-10-01: 0; 2019-11-01: 0; 2019-12-01: 0; 2020-01-01: 0; 2020-02-01: 0; 2020-03-01: 0; 2020-04-01: 0; 2020-05-01: 0; 2020-06-01: 0; 2020-07-01: 0; 2020-08-01: 0; 2020-09-01: 0; 2020-10-01: 0; 2020-11-01: 0; 2020-12-01: 0; 2021-01-01: 0; 2021-02-01: 0; 2021-03-01: 0; 2021-04-01: 0; 2021-05-01: 0; 2021-06-01: 0; 2021-07-01: 0; 2021-08-01: 0; 2021-09-01: 0; 2021-10-01: 0; 2021-11-01: 0; 2021-12-01: 0; 2022-01-01: 0; 2022-02-01: 0; 2022-03-01: 0; 2022-04-01: 0; 2022-05-01: 0; 2022-06-01: 0; 2022-07-01: 0; 2022-08-01: 0; 2022-09-01: 0; 2022-10-01: 0; 2022-11-01: 0; 2022-12-01: 0; 2023-01-01: 0; 2023-02-01: 0; 2023-03-01: 0; 2023-04-01: 0; 2023-05-01: 0; 2023-06-01: 0; 2023-07-01: 0; 2023-08-01: 0; 2023-09-01: 0; 2023-10-01: 0; 2023-11-01: 0; 2023-12-01: 0
A.04.02 |  | Fauna&Flora Studies (incl. Birds&bats&fishes) |  | 0% | project manager | B13 "End of development phase" | Additional 200k€ if project financed by development banks | 0
A.04.03 |  | Noise study |  | 0% | project manager | B13 "End of development phase" |  | 0
A.04.04 |  | Landscape study |  | 0% | project manager | B13 "End of development phase" |  | 0
A.04.05 |  | Shadow Studies/Flooding/Sanitary risks/Other studies |  | 0% | project manager | B13 "End of development phase" |  | 0
A.04.06 |  | Solid transport study |  | 0% | project manager | B13 "End of development phase" |  | 0
A.04.07 |  | HSE plan |  | 0% | project manager | B13 "End of development phase" |  | 0
A.04.08 |  | External expert monitoring |  | 0% | project manager | B13 "End of development phase" |  | 0
A.04.09 |  | Other studies |  | 0% | project manager | B13 "End of development phase" |  | 0
A.05 |  | Building permit | 50 |  |  |  |  | 50 | 0 | 0 | 0 | 0 | 0 | 0 | 0 | 0 | 0 | 0 | 0 | 0 | 0 | 0 | 0 | 0 | 0 | 0 | 0 | 0 | 0 | 0 | 0 | 0 | 0 | 0 | 0 | 0 | 0 | 0 | 0 | 0 | 0 | 0 | 0 | 0 | 0 | 0 | 0 | 0 | 0 | 0 | 0 | 0 | 0 | 0 | 0 | 0 | 0 | 10 | 10 | 10 | 10 | 10 | 0 | 0 | 0 | 0 | 0 | 0 | 0 | 0 | 0 | 0 | 0 | 0 | 0 | 0 | 0 | 0 | 0 | 0 | 0 | 0 | 0 | 0 | 0 | 0 | 0 | 0 | 0 | 0 | 0 | 0 | 0 | 0 | 0 | 0 | 0 | 0 | 0 | 0 | 0 | 0 | 0 | 0 | 0 | 0 | 0 | 0 | 0 | 0 | 0 | 0 | 0 | 0 | 0 | 0 | 0 | 0 | 0 | 0 | 0 | 0 | 0 | 0 | 0 | 0 | 0 | 0 | 0 | 0 | 0 | 0 | 0 | 0 | 0 | 0 | 0 | 0 | 0 | 0 | 0 | 0 | 0 | 0 | 0 | 0 | 0 | 0 | 0 | 0 | 0 | 0 | 0 | 0 | 0 | 0 | 0 | 0 | 0 | 0 | 0 | 0 | 0 | 0 | 0 | 0 | 0 | 0 | 0 | 0 | 0 | 0 | 0 | 0 | 0 | 0 | 0 | 0 | 0 | 0 | 0 | 0 | 0 | 0 | 0 | 0 | 0 | 0 | 0 | 0 | 0 | 0 | 0 | 0 | 0 | 0 | 0 | 0 | 0 | 0
A.05.01 |  | Building permit documentation (incl Architect) | 50 | 0% | project manager | B13 "End of development phase" | H - 100k€ or L - 50k€ | 50 | 2015-01-01: 0; 2015-02-01: 0; 2015-03-01: 0; 2015-04-01: 0; 2015-05-01: 0; 2015-06-01: 0; 2015-07-01: 0; 2015-08-01: 0; 2015-09-01: 0; 2015-10-01: 0; 2015-11-01: 0; 2015-12-01: 0; 2016-01-01: 0; 2016-02-01: 0; 2016-03-01: 0; 2016-04-01: 0; 2016-05-01: 0; 2016-06-01: 0; 2016-07-01: 0; 2016-08-01: 0; 2016-09-01: 0; 2016-10-01: 0; 2016-11-01: 0; 2016-12-01: 0; 2017-01-01: 0; 2017-02-01: 0; 2017-03-01: 0; 2017-04-01: 0; 2017-05-01: 0; 2017-06-01: 0; 2017-07-01: 0; 2017-08-01: 0; 2017-09-01: 0; 2017-10-01: 0; 2017-11-01: 0; 2017-12-01: 0; 2018-01-01: 0; 2018-02-01: 0; 2018-03-01: 0; 2018-04-01: 0; 2018-05-01: 0; 2018-06-01: 0; 2018-07-01: 0; 2018-08-01: 0; 2018-09-01: 0; 2018-10-01: 0; 2018-11-01: 0; 2018-12-01: 0; 2019-01-01: 0; 2019-02-01: 10; 2019-03-01: 10; 2019-04-01: 10; 2019-05-01: 10; 2019-06-01: 10; 2019-07-01: 0; 2019-08-01: 0; 2019-09-01: 0; 2019-10-01: 0; 2019-11-01: 0; 2019-12-01: 0; 2020-01-01: 0; 2020-02-01: 0; 2020-03-01: 0; 2020-04-01: 0; 2020-05-01: 0; 2020-06-01: 0; 2020-07-01: 0; 2020-08-01: 0; 2020-09-01: 0; 2020-10-01: 0; 2020-11-01: 0; 2020-12-01: 0; 2021-01-01: 0; 2021-02-01: 0; 2021-03-01: 0; 2021-04-01: 0; 2021-05-01: 0; 2021-06-01: 0; 2021-07-01: 0; 2021-08-01: 0; 2021-09-01: 0; 2021-10-01: 0; 2021-11-01: 0; 2021-12-01: 0; 2022-01-01: 0; 2022-02-01: 0; 2022-03-01: 0; 2022-04-01: 0; 2022-05-01: 0; 2022-06-01: 0; 2022-07-01: 0; 2022-08-01: 0; 2022-09-01: 0; 2022-10-01: 0; 2022-11-01: 0; 2022-12-01: 0; 2023-01-01: 0; 2023-02-01: 0; 2023-03-01: 0; 2023-04-01: 0; 2023-05-01: 0; 2023-06-01: 0; 2023-07-01: 0; 2023-08-01: 0; 2023-09-01: 0; 2023-10-01: 0; 2023-11-01: 0; 2023-12-01: 0
A.05.02 |  | Zoning plan modification |  | 0% | project manager | B13 "End of development phase" | Warning: Please adapt to your country. As an example, design in Balkan area costs at least 300k€. | 0
A.05.03 |  | Legal&administrative cost (incl bailiff costs&tax) |  | 0% | project manager | B13 "End of development phase" |  | 0
A.06 |  | Other permits | 144.4 |  |  |  |  | 10 | 0 | 0 | 0 | 0 | 0 | 0 | 0 | 0 | 0 | 0 | 0 | 0 | 0 | 0 | 0 | 0 | 0 | 0 | 0 | 0 | 0 | 0 | 0 | 0 | 0 | 0 | 0 | 0 | 0 | 0 | 0 | 0 | 0 | 0 | 0 | 0 | 0 | 0 | 0 | 0 | 0 | 0 | 0 | 0 | 0 | 0 | 0 | 0 | 0 | 2 | 2 | 2 | 2 | 2 | 0 | 0 | 0 | 0 | 0 | 0 | 0 | 0 | 0 | 0 | 0 | 0 | 0 | 0 | 0 | 0 | 0 | 0 | 0 | 0 | 0 | 0 | 0 | 0 | 0 | 0 | 0 | 0 | 0 | 0 | 0 | 0 | 0 | 0 | 0 | 0 | 0 | 0 | 0 | 0 | 0 | 0 | 0 | 0 | 0 | 0 | 0 | 0 | 0 | 0 | 0 | 0 | 0 | 0 | 0 | 0 | 0 | 0 | 0 | 0 | 0 | 0 | 0 | 0 | 0 | 0 | 0 | 0 | 0 | 0 | 0 | 0 | 0 | 0 | 0 | 0 | 0 | 0 | 0 | 0 | 0 | 0 | 0 | 0 | 0 | 0 | 0 | 0 | 0 | 0 | 0 | 0 | 0 | 0 | 0 | 0 | 0 | 0 | 0 | 0 | 0 | 0 | 0 | 0 | 0 | 0 | 0 | 0 | 0 | 0 | 0 | 0 | 0 | 0 | 0 | 0 | 0 | 0 | 0 | 0 | 0 | 0 | 0 | 0 | 0 | 0 | 0 | 0 | 0 | 0 | 0 | 0 | 0 | 0 | 0 | 0 | 0 | 0
A.06.01 |  | Water access right | 10 | 0% | project manager | B13 "End of development phase" | 10k€ Fixed | 10 | 2015-01-01: 0; 2015-02-01: 0; 2015-03-01: 0; 2015-04-01: 0; 2015-05-01: 0; 2015-06-01: 0; 2015-07-01: 0; 2015-08-01: 0; 2015-09-01: 0; 2015-10-01: 0; 2015-11-01: 0; 2015-12-01: 0; 2016-01-01: 0; 2016-02-01: 0; 2016-03-01: 0; 2016-04-01: 0; 2016-05-01: 0; 2016-06-01: 0; 2016-07-01: 0; 2016-08-01: 0; 2016-09-01: 0; 2016-10-01: 0; 2016-11-01: 0; 2016-12-01: 0; 2017-01-01: 0; 2017-02-01: 0; 2017-03-01: 0; 2017-04-01: 0; 2017-05-01: 0; 2017-06-01: 0; 2017-07-01: 0; 2017-08-01: 0; 2017-09-01: 0; 2017-10-01: 0; 2017-11-01: 0; 2017-12-01: 0; 2018-01-01: 0; 2018-02-01: 0; 2018-03-01: 0; 2018-04-01: 0; 2018-05-01: 0; 2018-06-01: 0; 2018-07-01: 0; 2018-08-01: 0; 2018-09-01: 0; 2018-10-01: 0; 2018-11-01: 0; 2018-12-01: 0; 2019-01-01: 0; 2019-02-01: 2; 2019-03-01: 2; 2019-04-01: 2; 2019-05-01: 2; 2019-06-01: 2; 2019-07-01: 0; 2019-08-01: 0; 2019-09-01: 0; 2019-10-01: 0; 2019-11-01: 0; 2019-12-01: 0; 2020-01-01: 0; 2020-02-01: 0; 2020-03-01: 0; 2020-04-01: 0; 2020-05-01: 0; 2020-06-01: 0; 2020-07-01: 0; 2020-08-01: 0; 2020-09-01: 0; 2020-10-01: 0; 2020-11-01: 0; 2020-12-01: 0; 2021-01-01: 0; 2021-02-01: 0; 2021-03-01: 0; 2021-04-01: 0; 2021-05-01: 0; 2021-06-01: 0; 2021-07-01: 0; 2021-08-01: 0; 2021-09-01: 0; 2021-10-01: 0; 2021-11-01: 0; 2021-12-01: 0; 2022-01-01: 0; 2022-02-01: 0; 2022-03-01: 0; 2022-04-01: 0; 2022-05-01: 0; 2022-06-01: 0; 2022-07-01: 0; 2022-08-01: 0; 2022-09-01: 0; 2022-10-01: 0; 2022-11-01: 0; 2022-12-01: 0; 2023-01-01: 0; 2023-02-01: 0; 2023-03-01: 0; 2023-04-01: 0; 2023-05-01: 0; 2023-06-01: 0; 2023-07-01: 0; 2023-08-01: 0; 2023-09-01: 0; 2023-10-01: 0; 2023-11-01: 0; 2023-12-01: 0
A.06.02 |  | Other | 134.4 | 0% | project manager | B13 "End of development phase" | Energy Approval | 0
A.06.03 |  | Legal&administrative costs (incl bailiff costs&tax) |  | 0% | project manager | B13 "End of development phase" |  | 0
A.07 |  | Engineering studies | 94 |  |  |  |  | 40 | 0 | 0 | 0 | 0 | 0 | 0 | 0 | 0 | 0 | 0 | 0 | 0 | 0 | 0 | 0 | 0 | 0 | 0 | 0 | 0 | 0 | 0 | 0 | 0 | 0 | 0 | 0 | 0 | 0 | 0 | 0 | 0 | 0 | 0 | 0 | 0 | 0 | 0 | 0 | 0 | 0 | 0 | 0 | 0 | 4 | 4 | 0 | 4 | 4 | 4 | 4 | 4 | 4 | 4 | 0 | 0 | 4 | 0 | 0 | 0 | 0 | 0 | 0 | 0 | 0 | 0 | 0 | 0 | 0 | 0 | 0 | 0 | 0 | 0 | 0 | 0 | 0 | 0 | 0 | 0 | 0 | 0 | 0 | 0 | 0 | 0 | 0 | 0 | 0 | 0 | 0 | 0 | 0 | 0 | 0 | 0 | 0 | 0 | 0 | 0 | 0 | 0 | 0 | 0 | 0 | 0 | 0 | 0 | 0 | 0 | 0 | 0 | 0 | 0 | 0 | 0 | 0 | 0 | 0 | 0 | 0 | 0 | 0 | 0 | 0 | 0 | 0 | 0 | 0 | 0 | 0 | 0 | 0 | 0 | 0 | 0 | 0 | 0 | 0 | 0 | 0 | 0 | 0 | 0 | 0 | 0 | 0 | 0 | 0 | 0 | 0 | 0 | 0 | 0 | 0 | 0 | 0 | 0 | 0 | 0 | 0 | 0 | 0 | 0 | 0 | 0 | 0 | 0 | 0 | 0 | 0 | 0 | 0 | 0 | 0 | 0 | 0 | 0 | 0 | 0 | 0 | 0 | 0 | 0 | 0 | 0 | 0 | 0 | 0 | 0 | 0 | 0
A.07.01 |  | Maps&Topography | 40 | 0% | project manager | B13 "End of development phase" | H - 25k€ / WTG or L - 10k€ / WTG | 40 | 2015-01-01: 0; 2015-02-01: 0; 2015-03-01: 0; 2015-04-01: 0; 2015-05-01: 0; 2015-06-01: 0; 2015-07-01: 0; 2015-08-01: 0; 2015-09-01: 0; 2015-10-01: 0; 2015-11-01: 0; 2015-12-01: 0; 2016-01-01: 0; 2016-02-01: 0; 2016-03-01: 0; 2016-04-01: 0; 2016-05-01: 0; 2016-06-01: 0; 2016-07-01: 0; 2016-08-01: 0; 2016-09-01: 0; 2016-10-01: 0; 2016-11-01: 0; 2016-12-01: 0; 2017-01-01: 0; 2017-02-01: 0; 2017-03-01: 0; 2017-04-01: 0; 2017-05-01: 0; 2017-06-01: 0; 2017-07-01: 0; 2017-08-01: 0; 2017-09-01: 0; 2017-10-01: 0; 2017-11-01: 0; 2017-12-01: 0; 2018-01-01: 0; 2018-02-01: 0; 2018-03-01: 0; 2018-04-01: 0; 2018-05-01: 0; 2018-06-01: 0; 2018-07-01: 0; 2018-08-01: 0; 2018-09-01: 4; 2018-10-01: 4; 2018-11-01: 0; 2018-12-01: 4; 2019-01-01: 4; 2019-02-01: 4; 2019-03-01: 4; 2019-04-01: 4; 2019-05-01: 4; 2019-06-01: 4; 2019-07-01: 0; 2019-08-01: 0; 2019-09-01: 4; 2019-10-01: 0; 2019-11-01: 0; 2019-12-01: 0; 2020-01-01: 0; 2020-02-01: 0; 2020-03-01: 0; 2020-04-01: 0; 2020-05-01: 0; 2020-06-01: 0; 2020-07-01: 0; 2020-08-01: 0; 2020-09-01: 0; 2020-10-01: 0; 2020-11-01: 0; 2020-12-01: 0; 2021-01-01: 0; 2021-02-01: 0; 2021-03-01: 0; 2021-04-01: 0; 2021-05-01: 0; 2021-06-01: 0; 2021-07-01: 0; 2021-08-01: 0; 2021-09-01: 0; 2021-10-01: 0; 2021-11-01: 0; 2021-12-01: 0; 2022-01-01: 0; 2022-02-01: 0; 2022-03-01: 0; 2022-04-01: 0; 2022-05-01: 0; 2022-06-01: 0; 2022-07-01: 0; 2022-08-01: 0; 2022-09-01: 0; 2022-10-01: 0; 2022-11-01: 0; 2022-12-01: 0; 2023-01-01: 0; 2023-02-01: 0; 2023-03-01: 0; 2023-04-01: 0; 2023-05-01: 0; 2023-06-01: 0; 2023-07-01: 0; 2023-08-01: 0; 2023-09-01: 0; 2023-10-01: 0; 2023-11-01: 0; 2023-12-01: 0
A.07.02 |  | Geometer&cadaster |  | 0% | project manager | B13 "End of development phase" |  | 0
A.07.03 |  | Geotechnical study | 40 | 0% | project manager | B13 "End of development phase" | 10k€ / WTG | 0
A.07.04 |  | Foundation study | 4 | 0% | project manager | B13 "End of development phase" | 1k€ / WTG | 0
A.07.05 |  | Soil Studies (incl soil resistivity&pollution) |  | 0% | project manager | B13 "End of development phase" |  | 0
A.07.06 |  | Electrical design (LV, MV, HV) |  | 0% | project manager | B13 "End of development phase" |  | 0
A.07.07 |  | Civil design (foundations, bridges…) |  | 0% | project manager | B13 "End of development phase" |  | 0
A.07.08 |  | Earthworks design (roads,platforms ...) |  | 0% | project manager | B13 "End of development phase" |  | 0
A.07.09 |  | Access survey | 10 | 0% | project manager | B13 "End of development phase" | 10 k€ fixed | 0
A.07.10 |  | Interfaces studies |  | 0% | project manager | B13 "End of development phase" |  | 0
A.07.11 |  | Other specific studies (waterway design,telecom&radar…) |  | 0% | project manager | B13 "End of development phase" |  | 0
A.08 |  | Communication and events | 0 |  |  |  |  | 0 | 0 | 0 | 0 | 0 | 0 | 0 | 0 | 0 | 0 | 0 | 0 | 0 | 0 | 0 | 0 | 0 | 0 | 0 | 0 | 0 | 0 | 0 | 0 | 0 | 0 | 0 | 0 | 0 | 0 | 0 | 0 | 0 | 0 | 0 | 0 | 0 | 0 | 0 | 0 | 0 | 0 | 0 | 0 | 0 | 0 | 0 | 0 | 0 | 0 | 0 | 0 | 0 | 0 | 0 | 0 | 0 | 0 | 0 | 0 | 0 | 0 | 0 | 0 | 0 | 0 | 0 | 0 | 0 | 0 | 0 | 0 | 0 | 0 | 0 | 0 | 0 | 0 | 0 | 0 | 0 | 0 | 0 | 0 | 0 | 0 | 0 | 0 | 0 | 0 | 0 | 0 | 0 | 0 | 0 | 0 | 0 | 0 | 0 | 0 | 0 | 0 | 0 | 0 | 0 | 0 | 0 | 0 | 0 | 0 | 0 | 0 | 0 | 0 | 0 | 0 | 0 | 0 | 0 | 0 | 0 | 0 | 0 | 0 | 0 | 0 | 0 | 0 | 0 | 0 | 0 | 0 | 0 | 0 | 0 | 0 | 0 | 0 | 0 | 0 | 0 | 0 | 0 | 0 | 0 | 0 | 0 | 0 | 0 | 0 | 0 | 0 | 0 | 0 | 0 | 0 | 0 | 0 | 0 | 0 | 0 | 0 | 0 | 0 | 0 | 0 | 0 | 0 | 0 | 0 | 0 | 0 | 0 | 0 | 0 | 0 | 0 | 0 | 0 | 0 | 0 | 0 | 0 | 0 | 0 | 0 | 0 | 0 | 0 | 0 | 0 | 0 | 0
A.08.01 |  | Project office |  | 0% | project manager | B13 "End of development phase" |  | 0
A.08.02 |  | Communication (website…) | 0 | 0% | project manager | B13 "End of development phase" | 10 k€ fixed | 0
A.08.03 |  | Events |  | 0% | project manager | B13 "End of development phase" |  | 0
A.09 |  | Tender costs | 0 |  |  |  |  | 0 | 0 | 0 | 0 | 0 | 0 | 0 | 0 | 0 | 0 | 0 | 0 | 0 | 0 | 0 | 0 | 0 | 0 | 0 | 0 | 0 | 0 | 0 | 0 | 0 | 0 | 0 | 0 | 0 | 0 | 0 | 0 | 0 | 0 | 0 | 0 | 0 | 0 | 0 | 0 | 0 | 0 | 0 | 0 | 0 | 0 | 0 | 0 | 0 | 0 | 0 | 0 | 0 | 0 | 0 | 0 | 0 | 0 | 0 | 0 | 0 | 0 | 0 | 0 | 0 | 0 | 0 | 0 | 0 | 0 | 0 | 0 | 0 | 0 | 0 | 0 | 0 | 0 | 0 | 0 | 0 | 0 | 0 | 0 | 0 | 0 | 0 | 0 | 0 | 0 | 0 | 0 | 0 | 0 | 0 | 0 | 0 | 0 | 0 | 0 | 0 | 0 | 0 | 0 | 0 | 0 | 0 | 0 | 0 | 0 | 0 | 0 | 0 | 0 | 0 | 0 | 0 | 0 | 0 | 0 | 0 | 0 | 0 | 0 | 0 | 0 | 0 | 0 | 0 | 0 | 0 | 0 | 0 | 0 | 0 | 0 | 0 | 0 | 0 | 0 | 0 | 0 | 0 | 0 | 0 | 0 | 0 | 0 | 0 | 0 | 0 | 0 | 0 | 0 | 0 | 0 | 0 | 0 | 0 | 0 | 0 | 0 | 0 | 0 | 0 | 0 | 0 | 0 | 0 | 0 | 0 | 0 | 0 | 0 | 0 | 0 | 0 | 0 | 0 | 0 | 0 | 0 | 0 | 0 | 0 | 0 | 0 | 0 | 0 | 0 | 0 | 0 | 0
A.09.01 |  | Bid bond costs | 0 | 0% | Treasury | Bond issuance | 0,5% / quarter between the bond emission date and COD | 0 | 2015-01-01: 0; 2015-02-01: 0; 2015-03-01: 0; 2015-04-01: 0; 2015-05-01: 0; 2015-06-01: 0; 2015-07-01: 0; 2015-08-01: 0; 2015-09-01: 0; 2015-10-01: 0; 2015-11-01: 0; 2015-12-01: 0; 2016-01-01: 0; 2016-02-01: 0; 2016-03-01: 0; 2016-04-01: 0; 2016-05-01: 0; 2016-06-01: 0; 2016-07-01: 0; 2016-08-01: 0; 2016-09-01: 0; 2016-10-01: 0; 2016-11-01: 0; 2016-12-01: 0; 2017-01-01: 0; 2017-02-01: 0; 2017-03-01: 0; 2017-04-01: 0; 2017-05-01: 0; 2017-06-01: 0; 2017-07-01: 0; 2017-08-01: 0; 2017-09-01: 0; 2017-10-01: 0; 2017-11-01: 0; 2017-12-01: 0; 2018-01-01: 0; 2018-02-01: 0; 2018-03-01: 0; 2018-04-01: 0; 2018-05-01: 0; 2018-06-01: 0; 2018-07-01: 0; 2018-08-01: 0; 2018-09-01: 0; 2018-10-01: 0; 2018-11-01: 0; 2018-12-01: 0; 2019-01-01: 0; 2019-02-01: 0; 2019-03-01: 0; 2019-04-01: 0; 2019-05-01: 0; 2019-06-01: 0; 2019-07-01: 0; 2019-08-01: 0; 2019-09-01: 0; 2019-10-01: 0; 2019-11-01: 0; 2019-12-01: 0; 2020-01-01: 0; 2020-02-01: 0; 2020-03-01: 0; 2020-04-01: 0; 2020-05-01: 0; 2020-06-01: 0; 2020-07-01: 0; 2020-08-01: 0; 2020-09-01: 0; 2020-10-01: 0; 2020-11-01: 0; 2020-12-01: 0; 2021-01-01: 0; 2021-02-01: 0; 2021-03-01: 0; 2021-04-01: 0; 2021-05-01: 0; 2021-06-01: 0; 2021-07-01: 0; 2021-08-01: 0; 2021-09-01: 0; 2021-10-01: 0; 2021-11-01: 0; 2021-12-01: 0; 2022-01-01: 0; 2022-02-01: 0; 2022-03-01: 0; 2022-04-01: 0; 2022-05-01: 0; 2022-06-01: 0; 2022-07-01: 0; 2022-08-01: 0; 2022-09-01: 0; 2022-10-01: 0; 2022-11-01: 0; 2022-12-01: 0; 2023-01-01: 0; 2023-02-01: 0; 2023-03-01: 0; 2023-04-01: 0; 2023-05-01: 0; 2023-06-01: 0; 2023-07-01: 0; 2023-08-01: 0; 2023-09-01: 0; 2023-10-01: 0; 2023-11-01: 0; 2023-12-01: 0
A.09.02 |  | Legal&administrative costs |  |  | Legal team |  |  | 0
Overhead costs until Financial closing
A.10 |  | SPV corporate services, legal, accounting, auditors | 115 |  |  |  |  | 105 | 0 | 0 | 0 | 0 | 0 | 0 | 0 | 0 | 0 | 0 | 0 | 0 | 0 | 0 | 0 | 0 | 0 | 0 | 0 | 0 | 0 | 0 | 0 | 0 | 0 | 0 | 0 | 0 | 0 | 0 | 0 | 0 | 0 | 0 | 0 | 5.25 | 0 | 5.25 | 0 | 5.25 | 0 | 5.25 | 0 | 5.25 | 0 | 10.5 | 0 | 5.25 | 0 | 5.25 | 0 | 5.25 | 0 | 5.25 | 0 | 5.25 | 0 | 10.5 | 0 | 5.25 | 0 | 5.25 | 0 | 5.25 | 0 | 5.25 | 0 | 5.25 | 0 | 5.25 | 0 | 0 | 0 | 0 | 0 | 0 | 0 | 0 | 0 | 0 | 0 | 0 | 0 | 0 | 0 | 0 | 0 | 0 | 0 | 0 | 0 | 0 | 0 | 0 | 0 | 0 | 0 | 0 | 0 | 0 | 0 | 0 | 0 | 0 | 0 | 0 | 0 | 0 | 0 | 0 | 0 | 0 | 0 | 0 | 0 | 0 | 0 | 0 | 0 | 0 | 0 | 0 | 0 | 0 | 0 | 0 | 0 | 0 | 0 | 0 | 0 | 0 | 0 | 0 | 0 | 0 | 0 | 0 | 0 | 0 | 0 | 0 | 0 | 0 | 0 | 0 | 0 | 0 | 0 | 0 | 0 | 0 | 0 | 0 | 0 | 0 | 0 | 0 | 0 | 0 | 0 | 0 | 0 | 0 | 0 | 0 | 0 | 0 | 0 | 0 | 0 | 0 | 0 | 0 | 0 | 0 | 0 | 0 | 0 | 0 | 0 | 0 | 0 | 0 | 0 | 0 | 0 | 0 | 0 | 0 | 0 | 0
A.10.01 |  | Accounting | 45 | 0% | Accounting team | B4 "Create a SPV" | 15K€ / year during 3 years | 45 | 2015-01-01: 0; 2015-02-01: 0; 2015-03-01: 0; 2015-04-01: 0; 2015-05-01: 0; 2015-06-01: 0; 2015-07-01: 0; 2015-08-01: 0; 2015-09-01: 0; 2015-10-01: 0; 2015-11-01: 0; 2015-12-01: 0; 2016-01-01: 0; 2016-02-01: 0; 2016-03-01: 0; 2016-04-01: 0; 2016-05-01: 0; 2016-06-01: 0; 2016-07-01: 0; 2016-08-01: 0; 2016-09-01: 0; 2016-10-01: 0; 2016-11-01: 0; 2016-12-01: 0; 2017-01-01: 0; 2017-02-01: 0; 2017-03-01: 0; 2017-04-01: 0; 2017-05-01: 0; 2017-06-01: 0; 2017-07-01: 0; 2017-08-01: 0; 2017-09-01: 0; 2017-10-01: 0; 2017-11-01: 0; 2017-12-01: 2.25; 2018-01-01: 0; 2018-02-01: 2.25; 2018-03-01: 0; 2018-04-01: 2.25; 2018-05-01: 0; 2018-06-01: 2.25; 2018-07-01: 0; 2018-08-01: 2.25; 2018-09-01: 0; 2018-10-01: 4.5; 2018-11-01: 0; 2018-12-01: 2.25; 2019-01-01: 0; 2019-02-01: 2.25; 2019-03-01: 0; 2019-04-01: 2.25; 2019-05-01: 0; 2019-06-01: 2.25; 2019-07-01: 0; 2019-08-01: 2.25; 2019-09-01: 0; 2019-10-01: 4.5; 2019-11-01: 0; 2019-12-01: 2.25; 2020-01-01: 0; 2020-02-01: 2.25; 2020-03-01: 0; 2020-04-01: 2.25; 2020-05-01: 0; 2020-06-01: 2.25; 2020-07-01: 0; 2020-08-01: 2.25; 2020-09-01: 0; 2020-10-01: 2.25; 2020-11-01: 0; 2020-12-01: 0; 2021-01-01: 0; 2021-02-01: 0; 2021-03-01: 0; 2021-04-01: 0; 2021-05-01: 0; 2021-06-01: 0; 2021-07-01: 0; 2021-08-01: 0; 2021-09-01: 0; 2021-10-01: 0; 2021-11-01: 0; 2021-12-01: 0; 2022-01-01: 0; 2022-02-01: 0; 2022-03-01: 0; 2022-04-01: 0; 2022-05-01: 0; 2022-06-01: 0; 2022-07-01: 0; 2022-08-01: 0; 2022-09-01: 0; 2022-10-01: 0; 2022-11-01: 0; 2022-12-01: 0; 2023-01-01: 0; 2023-02-01: 0; 2023-03-01: 0; 2023-04-01: 0; 2023-05-01: 0; 2023-06-01: 0; 2023-07-01: 0; 2023-08-01: 0; 2023-09-01: 0; 2023-10-01: 0; 2023-11-01: 0; 2023-12-01: 0
A.10.02 |  | Legal&Insurance | 5 | 0% | Legal team | B4 "Create a SPV" | 5k€ | 0
A.10.03 |  | Auditors | 5 | 0% | Accounting team | B4 "Create a SPV" | 5k€ | 0
A.10.04 |  | Agency fees |  | 0% | Treasury | B4 "Create a SPV" |  | 0
A.10.05 |  | Salary (if legal obligation) |  | 0% | HR team | B4 "Create a SPV" |  | 0
A.11 |  | Akuo travel expenses (if not incl. in development services agreement) | 60 | 0% | All teams with support of the Project controller | B13 "End of development phase" | H - 100k€ or L - 60k€ | 60 | 2015-01-01: 0; 2015-02-01: 0; 2015-03-01: 0; 2015-04-01: 0; 2015-05-01: 0; 2015-06-01: 0; 2015-07-01: 0; 2015-08-01: 0; 2015-09-01: 0; 2015-10-01: 0; 2015-11-01: 0; 2015-12-01: 0; 2016-01-01: 0; 2016-02-01: 0; 2016-03-01: 0; 2016-04-01: 0; 2016-05-01: 0; 2016-06-01: 0; 2016-07-01: 0; 2016-08-01: 0; 2016-09-01: 0; 2016-10-01: 0; 2016-11-01: 0; 2016-12-01: 0; 2017-01-01: 0; 2017-02-01: 0; 2017-03-01: 0; 2017-04-01: 0; 2017-05-01: 0; 2017-06-01: 0; 2017-07-01: 0; 2017-08-01: 0; 2017-09-01: 0; 2017-10-01: 0; 2017-11-01: 0; 2017-12-01: 3; 2018-01-01: 0; 2018-02-01: 3; 2018-03-01: 0; 2018-04-01: 3; 2018-05-01: 0; 2018-06-01: 3; 2018-07-01: 0; 2018-08-01: 3; 2018-09-01: 0; 2018-10-01: 6; 2018-11-01: 0; 2018-12-01: 3; 2019-01-01: 0; 2019-02-01: 3; 2019-03-01: 0; 2019-04-01: 3; 2019-05-01: 0; 2019-06-01: 3; 2019-07-01: 0; 2019-08-01: 3; 2019-09-01: 0; 2019-10-01: 6; 2019-11-01: 0; 2019-12-01: 3; 2020-01-01: 0; 2020-02-01: 3; 2020-03-01: 0; 2020-04-01: 3; 2020-05-01: 0; 2020-06-01: 3; 2020-07-01: 0; 2020-08-01: 3; 2020-09-01: 0; 2020-10-01: 3; 2020-11-01: 0; 2020-12-01: 0; 2021-01-01: 0; 2021-02-01: 0; 2021-03-01: 0; 2021-04-01: 0; 2021-05-01: 0; 2021-06-01: 0; 2021-07-01: 0; 2021-08-01: 0; 2021-09-01: 0; 2021-10-01: 0; 2021-11-01: 0; 2021-12-01: 0; 2022-01-01: 0; 2022-02-01: 0; 2022-03-01: 0; 2022-04-01: 0; 2022-05-01: 0; 2022-06-01: 0; 2022-07-01: 0; 2022-08-01: 0; 2022-09-01: 0; 2022-10-01: 0; 2022-11-01: 0; 2022-12-01: 0; 2023-01-01: 0; 2023-02-01: 0; 2023-03-01: 0; 2023-04-01: 0; 2023-05-01: 0; 2023-06-01: 0; 2023-07-01: 0; 2023-08-01: 0; 2023-09-01: 0; 2023-10-01: 0; 2023-11-01: 0; 2023-12-01: 0
C.13 |  | M&A & Co-developer costs | 0 |  |  |  |  | 0 | 0 | 0 | 0 | 0 | 0 | 0 | 0 | 0 | 0 | 0 | 0 | 0 | 0 | 0 | 0 | 0 | 0 | 0 | 0 | 0 | 0 | 0 | 0 | 0 | 0 | 0 | 0 | 0 | 0 | 0 | 0 | 0 | 0 | 0 | 0 | 0 | 0 | 0 | 0 | 0 | 0 | 0 | 0 | 0 | 0 | 0 | 0 | 0 | 0 | 0 | 0 | 0 | 0 | 0 | 0 | 0 | 0 | 0 | 0 | 0 | 0 | 0 | 0 | 0 | 0 | 0 | 0 | 0 | 0 | 0 | 0 | 0 | 0 | 0 | 0 | 0 | 0 | 0 | 0 | 0 | 0 | 0 | 0 | 0 | 0 | 0 | 0 | 0 | 0 | 0 | 0 | 0 | 0 | 0 | 0 | 0 | 0 | 0 | 0 | 0 | 0 | 0 | 0 | 0 | 0 | 0 | 0 | 0 | 0 | 0 | 0 | 0 | 0 | 0 | 0 | 0 | 0 | 0 | 0 | 0 | 0 | 0 | 0 | 0 | 0 | 0 | 0 | 0 | 0 | 0 | 0 | 0 | 0 | 0 | 0 | 0 | 0 | 0 | 0 | 0 | 0 | 0 | 0 | 0 | 0 | 0 | 0 | 0 | 0 | 0 | 0 | 0 | 0 | 0 | 0 | 0 | 0 | 0 | 0 | 0 | 0 | 0 | 0 | 0 | 0 | 0 | 0 | 0 | 0 | 0 | 0 | 0 | 0 | 0 | 0 | 0 | 0 | 0 | 0 | 0 | 0 | 0 | 0 | 0 | 0 | 0 | 0 | 0 | 0 | 0 | 0 | 0
C.13.01 |  | Business introducer fees |  | 0% | project manager | Siganture of codev contract |  | 0
C.13.02 |  | Co-developer fees & expenses | 0 |  |  |  |  | 0 | 0 | 0 | 0 | 0 | 0 | 0 | 0 | 0 | 0 | 0 | 0 | 0 | 0 | 0 | 0 | 0 | 0 | 0 | 0 | 0 | 0 | 0 | 0 | 0 | 0 | 0 | 0 | 0 | 0 | 0 | 0 | 0 | 0 | 0 | 0 | 0 | 0 | 0 | 0 | 0 | 0 | 0 | 0 | 0 | 0 | 0 | 0 | 0 | 0 | 0 | 0 | 0 | 0 | 0 | 0 | 0 | 0 | 0 | 0 | 0 | 0 | 0 | 0 | 0 | 0 | 0 | 0 | 0 | 0 | 0 | 0 | 0 | 0 | 0 | 0 | 0 | 0 | 0 | 0 | 0 | 0 | 0 | 0 | 0 | 0 | 0 | 0 | 0 | 0 | 0 | 0 | 0 | 0 | 0 | 0 | 0 | 0 | 0 | 0 | 0 | 0 | 0 | 0 | 0 | 0 | 0 | 0 | 0 | 0 | 0 | 0 | 0 | 0 | 0 | 0 | 0 | 0 | 0 | 0 | 0 | 0 | 0 | 0 | 0 | 0 | 0 | 0 | 0 | 0 | 0 | 0 | 0 | 0 | 0 | 0 | 0 | 0 | 0 | 0 | 0 | 0 | 0 | 0 | 0 | 0 | 0 | 0 | 0 | 0 | 0 | 0 | 0 | 0 | 0 | 0 | 0 | 0 | 0 | 0 | 0 | 0 | 0 | 0 | 0 | 0 | 0 | 0 | 0 | 0 | 0 | 0 | 0 | 0 | 0 | 0 | 0 | 0 | 0 | 0 | 0 | 0 | 0 | 0 | 0 | 0 | 0 | 0 | 0 | 0 | 0 | 0 | 0
C.13.02.01 |  | Co-developer expenses&salaries (not fees) |  | 0% | project manager | Siganture of codev contract |  | 0
C.13.02.02 |  | Co-Developer Services Agreement |  | 0% | project manager | Siganture of codev contract |  | 0
C.13.03 |  | Shares price (premium to be included only at Holdco level) |  | 0% | project manager | A11b "Execute M&A" |  | 0
C.13.04 |  | Shareholder Loan Buyout |  | 0% | project manager | A11b "Execute M&A" |  | 0
C.13.05 |  | Due diligence for project acquisition | 0 |  |  |  |  | 0 | 0 | 0 | 0 | 0 | 0 | 0 | 0 | 0 | 0 | 0 | 0 | 0 | 0 | 0 | 0 | 0 | 0 | 0 | 0 | 0 | 0 | 0 | 0 | 0 | 0 | 0 | 0 | 0 | 0 | 0 | 0 | 0 | 0 | 0 | 0 | 0 | 0 | 0 | 0 | 0 | 0 | 0 | 0 | 0 | 0 | 0 | 0 | 0 | 0 | 0 | 0 | 0 | 0 | 0 | 0 | 0 | 0 | 0 | 0 | 0 | 0 | 0 | 0 | 0 | 0 | 0 | 0 | 0 | 0 | 0 | 0 | 0 | 0 | 0 | 0 | 0 | 0 | 0 | 0 | 0 | 0 | 0 | 0 | 0 | 0 | 0 | 0 | 0 | 0 | 0 | 0 | 0 | 0 | 0 | 0 | 0 | 0 | 0 | 0 | 0 | 0 | 0 | 0 | 0 | 0 | 0 | 0 | 0 | 0 | 0 | 0 | 0 | 0 | 0 | 0 | 0 | 0 | 0 | 0 | 0 | 0 | 0 | 0 | 0 | 0 | 0 | 0 | 0 | 0 | 0 | 0 | 0 | 0 | 0 | 0 | 0 | 0 | 0 | 0 | 0 | 0 | 0 | 0 | 0 | 0 | 0 | 0 | 0 | 0 | 0 | 0 | 0 | 0 | 0 | 0 | 0 | 0 | 0 | 0 | 0 | 0 | 0 | 0 | 0 | 0 | 0 | 0 | 0 | 0 | 0 | 0 | 0 | 0 | 0 | 0 | 0 | 0 | 0 | 0 | 0 | 0 | 0 | 0 | 0 | 0 | 0 | 0 | 0 | 0 | 0 | 0 | 0
C.13.05.01 |  | Technical Advisor | 0 | 0% | project manager | A11b "Execute M&A" | 120k€ Fixed | 0
C.13.05.02 |  | E&S Advisor |  | 0% | project manager | A11b "Execute M&A" |  | 0
C.13.05.03 |  | Legal Advisor |  | 0% | Legal team | A11b "Execute M&A" |  | 0
C.13.05.04 |  | Finance&Tax Advisor |  | 0% | M&A accounting & tax team | A11b "Execute M&A" |  | 0
C.13.05.05 |  | HR Due Diligence Costs |  | 0% | HR department/Legal team | A11b "Execute M&A" |  | 0
C.13.05.06 |  | Other Due Diligence Costs |  | 0% | project manager | A11b "Execute M&A" |  | 0
C.13.06 |  | Bridge loan costs during development phase |  | 0% | Project finance | A11b "Execute M&A" |  | 0
Section II. Detailed costs due to financial closing
C.14 |  | Project finance costs due at closing | 1338.306 |  |  |  |  | 0 | 0 | 0 | 0 | 0 | 0 | 0 | 0 | 0 | 0 | 0 | 0 | 0 | 0 | 0 | 0 | 0 | 0 | 0 | 0 | 0 | 0 | 0 | 0 | 0 | 0 | 0 | 0 | 0 | 0 | 0 | 0 | 0 | 0 | 0 | 0 | 0 | 0 | 0 | 0 | 0 | 0 | 0 | 0 | 0 | 0 | 0 | 0 | 0 | 0 | 0 | 0 | 0 | 0 | 0 | 0 | 0 | 0 | 0 | 0 | 0 | 0 | 0 | 0 | 0 | 0 | 0 | 0 | 0 | 0 | 0 | 0 | 0 | 0 | 0 | 0 | 0 | 0 | 0 | 0 | 0 | 0 | 0 | 0 | 0 | 0 | 0 | 0 | 0 | 0 | 0 | 0 | 0 | 0 | 0 | 0 | 0 | 0 | 0 | 0 | 0 | 0 | 0 | 0 | 0 | 0 | 0 | 0 | 0 | 0 | 0 | 0 | 0 | 0 | 0 | 0 | 0 | 0 | 0 | 0 | 0 | 0 | 0 | 0 | 0 | 0 | 0 | 0 | 0 | 0 | 0 | 0 | 0 | 0 | 0 | 0 | 0 | 0 | 0 | 0 | 0 | 0 | 0 | 0 | 0 | 0 | 0 | 0 | 0 | 0 | 0 | 0 | 0 | 0 | 0 | 0 | 0 | 0 | 0 | 0 | 0 | 0 | 0 | 0 | 0 | 0 | 0 | 0 | 0 | 0 | 0 | 0 | 0 | 0 | 0 | 0 | 0 | 0 | 0 | 0 | 0 | 0 | 0 | 0 | 0 | 0 | 0 | 0 | 0 | 0 | 0 | 0 | 0
C.14.01 |  | Bank due diligence | 800 |  |  |  |  | 0 | 0 | 0 | 0 | 0 | 0 | 0 | 0 | 0 | 0 | 0 | 0 | 0 | 0 | 0 | 0 | 0 | 0 | 0 | 0 | 0 | 0 | 0 | 0 | 0 | 0 | 0 | 0 | 0 | 0 | 0 | 0 | 0 | 0 | 0 | 0 | 0 | 0 | 0 | 0 | 0 | 0 | 0 | 0 | 0 | 0 | 0 | 0 | 0 | 0 | 0 | 0 | 0 | 0 | 0 | 0 | 0 | 0 | 0 | 0 | 0 | 0 | 0 | 0 | 0 | 0 | 0 | 0 | 0 | 0 | 0 | 0 | 0 | 0 | 0 | 0 | 0 | 0 | 0 | 0 | 0 | 0 | 0 | 0 | 0 | 0 | 0 | 0 | 0 | 0 | 0 | 0 | 0 | 0 | 0 | 0 | 0 | 0 | 0 | 0 | 0 | 0 | 0 | 0 | 0 | 0 | 0 | 0 | 0 | 0 | 0 | 0 | 0 | 0 | 0 | 0 | 0 | 0 | 0 | 0 | 0 | 0 | 0 | 0 | 0 | 0 | 0 | 0 | 0 | 0 | 0 | 0 | 0 | 0 | 0 | 0 | 0 | 0 | 0 | 0 | 0 | 0 | 0 | 0 | 0 | 0 | 0 | 0 | 0 | 0 | 0 | 0 | 0 | 0 | 0 | 0 | 0 | 0 | 0 | 0 | 0 | 0 | 0 | 0 | 0 | 0 | 0 | 0 | 0 | 0 | 0 | 0 | 0 | 0 | 0 | 0 | 0 | 0 | 0 | 0 | 0 | 0 | 0 | 0 | 0 | 0 | 0 | 0 | 0 | 0 | 0 | 0 | 0
C.14.01.01 |  | Appraisal Fee (when signing mandate) | 50 | 0% | project finance | C12 "Update Main Contracts" | 1M€ fixed | 0
C.14.01.02 |  | Technical Advisor | 50 | 0% | project finance | C12 "Update Main Contracts" |  | 0
C.14.01.03 |  | E&S Advisor | 50 | 0% | project finance | C12 "Update Main Contracts" |  | 0
C.14.01.04 |  | Energy Yield Assessment for lenders | 50 | 0% | project finance | C12 "Update Main Contracts" |  | 0
C.14.01.05 |  | Market Advisor | 50 | 0% | project finance | C12 "Update Main Contracts" |  | 0
C.14.01.06 |  | Insurance Advisor | 50 | 0% | project finance | C12 "Update Main Contracts" |  | 0
C.14.01.07 |  | Intern'l Legal Advisor | 300 | 0% | project finance | C12 "Update Main Contracts" | +500k if country H | 0
C.14.01.08 |  | Local Legal Advisor | 100 | 0% | project finance | C12 "Update Main Contracts" |  | 0
C.14.01.09 |  | Model & Tax Auditor | 50 | 0% | project finance | C12 "Update Main Contracts" |  | 0
C.14.01.10 |  | Travel Expenses & Others | 50 | 0% | project finance | C12 "Update Main Contracts" |  | 0
C.14.02 |  | Co-investor due diligence | 0 |  |  |  |  | 0 | 0 | 0 | 0 | 0 | 0 | 0 | 0 | 0 | 0 | 0 | 0 | 0 | 0 | 0 | 0 | 0 | 0 | 0 | 0 | 0 | 0 | 0 | 0 | 0 | 0 | 0 | 0 | 0 | 0 | 0 | 0 | 0 | 0 | 0 | 0 | 0 | 0 | 0 | 0 | 0 | 0 | 0 | 0 | 0 | 0 | 0 | 0 | 0 | 0 | 0 | 0 | 0 | 0 | 0 | 0 | 0 | 0 | 0 | 0 | 0 | 0 | 0 | 0 | 0 | 0 | 0 | 0 | 0 | 0 | 0 | 0 | 0 | 0 | 0 | 0 | 0 | 0 | 0 | 0 | 0 | 0 | 0 | 0 | 0 | 0 | 0 | 0 | 0 | 0 | 0 | 0 | 0 | 0 | 0 | 0 | 0 | 0 | 0 | 0 | 0 | 0 | 0 | 0 | 0 | 0 | 0 | 0 | 0 | 0 | 0 | 0 | 0 | 0 | 0 | 0 | 0 | 0 | 0 | 0 | 0 | 0 | 0 | 0 | 0 | 0 | 0 | 0 | 0 | 0 | 0 | 0 | 0 | 0 | 0 | 0 | 0 | 0 | 0 | 0 | 0 | 0 | 0 | 0 | 0 | 0 | 0 | 0 | 0 | 0 | 0 | 0 | 0 | 0 | 0 | 0 | 0 | 0 | 0 | 0 | 0 | 0 | 0 | 0 | 0 | 0 | 0 | 0 | 0 | 0 | 0 | 0 | 0 | 0 | 0 | 0 | 0 | 0 | 0 | 0 | 0 | 0 | 0 | 0 | 0 | 0 | 0 | 0 | 0 | 0 | 0 | 0 | 0
C.14.02.01 |  | Appraisal Fee (when signing mandate) |  | 0% | project finance | C12 "Update Main Contracts" |  | 0
C.14.02.02 |  | Technical Advisor |  | 0% | project finance | C12 "Update Main Contracts" |  | 0
C.14.02.03 |  | E&S Advisor |  | 0% | project finance | C12 "Update Main Contracts" |  | 0
C.14.02.04 |  | Energy Yield Assessment for co-investor |  | 0% | project finance | C12 "Update Main Contracts" |  | 0
C.14.02.05 |  | Market Advisor |  | 0% | project finance | C12 "Update Main Contracts" |  | 0
C.14.02.06 |  | Insurance Advisor |  | 0% | project finance | C12 "Update Main Contracts" |  | 0
C.14.02.07 |  | Intern'l Legal Advisor |  | 0% | project finance | C12 "Update Main Contracts" |  | 0
C.14.02.08 |  | Local Legal Advisor |  | 0% | project finance | C12 "Update Main Contracts" |  | 0
C.14.02.09 |  | Model & Tax Auditor |  | 0% | project finance | C12 "Update Main Contracts" |  | 0
C.14.02.10 |  | Travel Expenses & Others |  | 0% | project finance | C12 "Update Main Contracts" |  | 0
C.14.03 |  | Sponsor (AKUO) expenses during financing | 200 |  |  |  |  | 0 | 0 | 0 | 0 | 0 | 0 | 0 | 0 | 0 | 0 | 0 | 0 | 0 | 0 | 0 | 0 | 0 | 0 | 0 | 0 | 0 | 0 | 0 | 0 | 0 | 0 | 0 | 0 | 0 | 0 | 0 | 0 | 0 | 0 | 0 | 0 | 0 | 0 | 0 | 0 | 0 | 0 | 0 | 0 | 0 | 0 | 0 | 0 | 0 | 0 | 0 | 0 | 0 | 0 | 0 | 0 | 0 | 0 | 0 | 0 | 0 | 0 | 0 | 0 | 0 | 0 | 0 | 0 | 0 | 0 | 0 | 0 | 0 | 0 | 0 | 0 | 0 | 0 | 0 | 0 | 0 | 0 | 0 | 0 | 0 | 0 | 0 | 0 | 0 | 0 | 0 | 0 | 0 | 0 | 0 | 0 | 0 | 0 | 0 | 0 | 0 | 0 | 0 | 0 | 0 | 0 | 0 | 0 | 0 | 0 | 0 | 0 | 0 | 0 | 0 | 0 | 0 | 0 | 0 | 0 | 0 | 0 | 0 | 0 | 0 | 0 | 0 | 0 | 0 | 0 | 0 | 0 | 0 | 0 | 0 | 0 | 0 | 0 | 0 | 0 | 0 | 0 | 0 | 0 | 0 | 0 | 0 | 0 | 0 | 0 | 0 | 0 | 0 | 0 | 0 | 0 | 0 | 0 | 0 | 0 | 0 | 0 | 0 | 0 | 0 | 0 | 0 | 0 | 0 | 0 | 0 | 0 | 0 | 0 | 0 | 0 | 0 | 0 | 0 | 0 | 0 | 0 | 0 | 0 | 0 | 0 | 0 | 0 | 0 | 0 | 0 | 0 | 0
C.14.03.01 |  | Legal advisor (if external) | 200 | 0% | project finance | C12 "Update Main Contracts" | 200k€ fixed | 0
C.14.03.02 |  | Other (as counterexpertise of financial partners DD) |  | 0% | project finance | C12 "Update Main Contracts" |  | 0
C.14.04 |  | Financing Fees paid at closing to banks & investors | 338.306 |  |  |  |  | 0 | 0 | 0 | 0 | 0 | 0 | 0 | 0 | 0 | 0 | 0 | 0 | 0 | 0 | 0 | 0 | 0 | 0 | 0 | 0 | 0 | 0 | 0 | 0 | 0 | 0 | 0 | 0 | 0 | 0 | 0 | 0 | 0 | 0 | 0 | 0 | 0 | 0 | 0 | 0 | 0 | 0 | 0 | 0 | 0 | 0 | 0 | 0 | 0 | 0 | 0 | 0 | 0 | 0 | 0 | 0 | 0 | 0 | 0 | 0 | 0 | 0 | 0 | 0 | 0 | 0 | 0 | 0 | 0 | 0 | 0 | 0 | 0 | 0 | 0 | 0 | 0 | 0 | 0 | 0 | 0 | 0 | 0 | 0 | 0 | 0 | 0 | 0 | 0 | 0 | 0 | 0 | 0 | 0 | 0 | 0 | 0 | 0 | 0 | 0 | 0 | 0 | 0 | 0 | 0 | 0 | 0 | 0 | 0 | 0 | 0 | 0 | 0 | 0 | 0 | 0 | 0 | 0 | 0 | 0 | 0 | 0 | 0 | 0 | 0 | 0 | 0 | 0 | 0 | 0 | 0 | 0 | 0 | 0 | 0 | 0 | 0 | 0 | 0 | 0 | 0 | 0 | 0 | 0 | 0 | 0 | 0 | 0 | 0 | 0 | 0 | 0 | 0 | 0 | 0 | 0 | 0 | 0 | 0 | 0 | 0 | 0 | 0 | 0 | 0 | 0 | 0 | 0 | 0 | 0 | 0 | 0 | 0 | 0 | 0 | 0 | 0 | 0 | 0 | 0 | 0 | 0 | 0 | 0 | 0 | 0 | 0 | 0 | 0 | 0 | 0 | 0 | 0
C.14.04.01 |  | Structuring Fees | 273.306 | 0% | project finance | C12 "Update Main Contracts" | 1,5% of debt - gross assumption | 0
C.14.04.02 |  | Agency Fee | 15 | 0% | project finance | C12 "Update Main Contracts" | 15k€ / year - gross assumption | 0
C.14.04.03 |  | Equity Arrangement Fees | 50 | 0% | project finance | C12 "Update Main Contracts" | 50k€ / year - gross assumption | 0
C.14.04.04 |  | Transaction Management Costs |  | 0% | project finance | C12 "Update Main Contracts" |  | 0
Section III. Detailed costs after financial closing & complete CAPEX
C.01 |  | Main contracts | 16916 |  |  |  |  | 0 | 0 | 0 | 0 | 0 | 0 | 0 | 0 | 0 | 0 | 0 | 0 | 0 | 0 | 0 | 0 | 0 | 0 | 0 | 0 | 0 | 0 | 0 | 0 | 0 | 0 | 0 | 0 | 0 | 0 | 0 | 0 | 0 | 0 | 0 | 0 | 0 | 0 | 0 | 0 | 0 | 0 | 0 | 0 | 0 | 0 | 0 | 0 | 0 | 0 | 0 | 0 | 0 | 0 | 0 | 0 | 0 | 0 | 0 | 0 | 0 | 0 | 0 | 0 | 0 | 0 | 0 | 0 | 0 | 0 | 0 | 0 | 0 | 0 | 0 | 0 | 0 | 0 | 0 | 0 | 0 | 0 | 0 | 0 | 0 | 0 | 0 | 0 | 0 | 0 | 0 | 0 | 0 | 0 | 0 | 0 | 0 | 0 | 0 | 0 | 0 | 0 | 0 | 0 | 0 | 0 | 0 | 0 | 0 | 0 | 0 | 0 | 0 | 0 | 0 | 0 | 0 | 0 | 0 | 0 | 0 | 0 | 0 | 0 | 0 | 0 | 0 | 0 | 0 | 0 | 0 | 0 | 0 | 0 | 0 | 0 | 0 | 0 | 0 | 0 | 0 | 0 | 0 | 0 | 0 | 0 | 0 | 0 | 0 | 0 | 0 | 0 | 0 | 0 | 0 | 0 | 0 | 0 | 0 | 0 | 0 | 0 | 0 | 0 | 0 | 0 | 0 | 0 | 0 | 0 | 0 | 0 | 0 | 0 | 0 | 0 | 0 | 0 | 0 | 0 | 0 | 0 | 0 | 0 | 0 | 0 | 0 | 0 | 0 | 0 | 0 | 0 | 0
C.01.01 |  | Production Unit | 15120 |  |  |  |  | 0 | 0 | 0 | 0 | 0 | 0 | 0 | 0 | 0 | 0 | 0 | 0 | 0 | 0 | 0 | 0 | 0 | 0 | 0 | 0 | 0 | 0 | 0 | 0 | 0 | 0 | 0 | 0 | 0 | 0 | 0 | 0 | 0 | 0 | 0 | 0 | 0 | 0 | 0 | 0 | 0 | 0 | 0 | 0 | 0 | 0 | 0 | 0 | 0 | 0 | 0 | 0 | 0 | 0 | 0 | 0 | 0 | 0 | 0 | 0 | 0 | 0 | 0 | 0 | 0 | 0 | 0 | 0 | 0 | 0 | 0 | 0 | 0 | 0 | 0 | 0 | 0 | 0 | 0 | 0 | 0 | 0 | 0 | 0 | 0 | 0 | 0 | 0 | 0 | 0 | 0 | 0 | 0 | 0 | 0 | 0 | 0 | 0 | 0 | 0 | 0 | 0 | 0 | 0 | 0 | 0 | 0 | 0 | 0 | 0 | 0 | 0 | 0 | 0 | 0 | 0 | 0 | 0 | 0 | 0 | 0 | 0 | 0 | 0 | 0 | 0 | 0 | 0 | 0 | 0 | 0 | 0 | 0 | 0 | 0 | 0 | 0 | 0 | 0 | 0 | 0 | 0 | 0 | 0 | 0 | 0 | 0 | 0 | 0 | 0 | 0 | 0 | 0 | 0 | 0 | 0 | 0 | 0 | 0 | 0 | 0 | 0 | 0 | 0 | 0 | 0 | 0 | 0 | 0 | 0 | 0 | 0 | 0 | 0 | 0 | 0 | 0 | 0 | 0 | 0 | 0 | 0 | 0 | 0 | 0 | 0 | 0 | 0 | 0 | 0 | 0 | 0 | 0
C.01.01.01 |  | Wind Turbines | 15120 | 0% | project manager/Contracting | C12 "Update Main Contracts" | 900k€ / MW - To be changed for small WTG's projects | 0
C.01.01.02 |  | Solar | 0 | 0% |  |  |  | 0 | 0 | 0 | 0 | 0 | 0 | 0 | 0 | 0 | 0 | 0 | 0 | 0 | 0 | 0 | 0 | 0 | 0 | 0 | 0 | 0 | 0 | 0 | 0 | 0 | 0 | 0 | 0 | 0 | 0 | 0 | 0 | 0 | 0 | 0 | 0 | 0 | 0 | 0 | 0 | 0 | 0 | 0 | 0 | 0 | 0 | 0 | 0 | 0 | 0 | 0 | 0 | 0 | 0 | 0 | 0 | 0 | 0 | 0 | 0 | 0 | 0 | 0 | 0 | 0 | 0 | 0 | 0 | 0 | 0 | 0 | 0 | 0 | 0 | 0 | 0 | 0 | 0 | 0 | 0 | 0 | 0 | 0 | 0 | 0 | 0 | 0 | 0 | 0 | 0 | 0 | 0 | 0 | 0 | 0 | 0 | 0 | 0 | 0 | 0 | 0 | 0 | 0 | 0 | 0 | 0 | 0 | 0 | 0 | 0 | 0 | 0 | 0 | 0 | 0 | 0 | 0 | 0 | 0 | 0 | 0 | 0 | 0 | 0 | 0 | 0 | 0 | 0 | 0 | 0 | 0 | 0 | 0 | 0 | 0 | 0 | 0 | 0 | 0 | 0 | 0 | 0 | 0 | 0 | 0 | 0 | 0 | 0 | 0 | 0 | 0 | 0 | 0 | 0 | 0 | 0 | 0 | 0 | 0 | 0 | 0 | 0 | 0 | 0 | 0 | 0 | 0 | 0 | 0 | 0 | 0 | 0 | 0 | 0 | 0 | 0 | 0 | 0 | 0 | 0 | 0 | 0 | 0 | 0 | 0 | 0 | 0 | 0 | 0 | 0 | 0 | 0 | 0
C.01.01.02.01 |  | PV modules |  |  | project manager/Contracting | C12 "Update Main Contracts" |  | 0
C.01.01.02.02 |  | Inverters |  |  | project manager/Contracting | C12 "Update Main Contracts" |  | 0
C.01.01.02.03 |  | Structure |  |  | project manager/Contracting | C12 "Update Main Contracts" |  | 0
C.01.01.03 |  | Hydro |  | 0% | project manager/Contracting | C12 "Update Main Contracts" |  | 0
C.01.01.04 |  | Biomass | 0 |  |  |  |  | 0 | 0 | 0 | 0 | 0 | 0 | 0 | 0 | 0 | 0 | 0 | 0 | 0 | 0 | 0 | 0 | 0 | 0 | 0 | 0 | 0 | 0 | 0 | 0 | 0 | 0 | 0 | 0 | 0 | 0 | 0 | 0 | 0 | 0 | 0 | 0 | 0 | 0 | 0 | 0 | 0 | 0 | 0 | 0 | 0 | 0 | 0 | 0 | 0 | 0 | 0 | 0 | 0 | 0 | 0 | 0 | 0 | 0 | 0 | 0 | 0 | 0 | 0 | 0 | 0 | 0 | 0 | 0 | 0 | 0 | 0 | 0 | 0 | 0 | 0 | 0 | 0 | 0 | 0 | 0 | 0 | 0 | 0 | 0 | 0 | 0 | 0 | 0 | 0 | 0 | 0 | 0 | 0 | 0 | 0 | 0 | 0 | 0 | 0 | 0 | 0 | 0 | 0 | 0 | 0 | 0 | 0 | 0 | 0 | 0 | 0 | 0 | 0 | 0 | 0 | 0 | 0 | 0 | 0 | 0 | 0 | 0 | 0 | 0 | 0 | 0 | 0 | 0 | 0 | 0 | 0 | 0 | 0 | 0 | 0 | 0 | 0 | 0 | 0 | 0 | 0 | 0 | 0 | 0 | 0 | 0 | 0 | 0 | 0 | 0 | 0 | 0 | 0 | 0 | 0 | 0 | 0 | 0 | 0 | 0 | 0 | 0 | 0 | 0 | 0 | 0 | 0 | 0 | 0 | 0 | 0 | 0 | 0 | 0 | 0 | 0 | 0 | 0 | 0 | 0 | 0 | 0 | 0 | 0 | 0 | 0 | 0 | 0 | 0 | 0 | 0 | 0 | 0
C.01.01.04.01 |  | Process | [5 empty] | 0
C.01.01.04.02 |  | Fuel Handling | [5 empty] | 0
C.01.02 |  | Logistics & Transport for production units |  | 0% | project manager/Contracting | C12 "Update Main Contracts" | if not included in Civil works main contract | 0
C.01.03 |  | Internal electrical BOP including UG cables (excl. Substation &overhead line) | 180 | 0% | project manager/Contracting | C12 "Update Main Contracts" | See table page 1 - H - 100k€ / KM or L - 60k€ / KM | 0
C.01.04 |  | Grid connection done by the BOP contractor | 836 |  |  |  |  | 0 | 0 | 0 | 0 | 0 | 0 | 0 | 0 | 0 | 0 | 0 | 0 | 0 | 0 | 0 | 0 | 0 | 0 | 0 | 0 | 0 | 0 | 0 | 0 | 0 | 0 | 0 | 0 | 0 | 0 | 0 | 0 | 0 | 0 | 0 | 0 | 0 | 0 | 0 | 0 | 0 | 0 | 0 | 0 | 0 | 0 | 0 | 0 | 0 | 0 | 0 | 0 | 0 | 0 | 0 | 0 | 0 | 0 | 0 | 0 | 0 | 0 | 0 | 0 | 0 | 0 | 0 | 0 | 0 | 0 | 0 | 0 | 0 | 0 | 0 | 0 | 0 | 0 | 0 | 0 | 0 | 0 | 0 | 0 | 0 | 0 | 0 | 0 | 0 | 0 | 0 | 0 | 0 | 0 | 0 | 0 | 0 | 0 | 0 | 0 | 0 | 0 | 0 | 0 | 0 | 0 | 0 | 0 | 0 | 0 | 0 | 0 | 0 | 0 | 0 | 0 | 0 | 0 | 0 | 0 | 0 | 0 | 0 | 0 | 0 | 0 | 0 | 0 | 0 | 0 | 0 | 0 | 0 | 0 | 0 | 0 | 0 | 0 | 0 | 0 | 0 | 0 | 0 | 0 | 0 | 0 | 0 | 0 | 0 | 0 | 0 | 0 | 0 | 0 | 0 | 0 | 0 | 0 | 0 | 0 | 0 | 0 | 0 | 0 | 0 | 0 | 0 | 0 | 0 | 0 | 0 | 0 | 0 | 0 | 0 | 0 | 0 | 0 | 0 | 0 | 0 | 0 | 0 | 0 | 0 | 0 | 0 | 0 | 0 | 0 | 0 | 0 | 0
C.01.04.01 |  | Project Substation | 250 | 0% | project manager/Contracting | C12 "Update Main Contracts" | See table page 1 | 0
C.01.04.02 |  | Grid operator Substation (Grid Connection fee) | 336 | 0% | project manager/Contracting | C12 "Update Main Contracts" |  | 0
C.01.04.03 |  | Overhead line | 250 | 0% | project manager/Contracting | C12 "Update Main Contracts" | H - 400k€ / KM or L - 200k€ / KM | 0
C.01.05 |  | Civil works | 780 |  |  |  |  | 0 | 0 | 0 | 0 | 0 | 0 | 0 | 0 | 0 | 0 | 0 | 0 | 0 | 0 | 0 | 0 | 0 | 0 | 0 | 0 | 0 | 0 | 0 | 0 | 0 | 0 | 0 | 0 | 0 | 0 | 0 | 0 | 0 | 0 | 0 | 0 | 0 | 0 | 0 | 0 | 0 | 0 | 0 | 0 | 0 | 0 | 0 | 0 | 0 | 0 | 0 | 0 | 0 | 0 | 0 | 0 | 0 | 0 | 0 | 0 | 0 | 0 | 0 | 0 | 0 | 0 | 0 | 0 | 0 | 0 | 0 | 0 | 0 | 0 | 0 | 0 | 0 | 0 | 0 | 0 | 0 | 0 | 0 | 0 | 0 | 0 | 0 | 0 | 0 | 0 | 0 | 0 | 0 | 0 | 0 | 0 | 0 | 0 | 0 | 0 | 0 | 0 | 0 | 0 | 0 | 0 | 0 | 0 | 0 | 0 | 0 | 0 | 0 | 0 | 0 | 0 | 0 | 0 | 0 | 0 | 0 | 0 | 0 | 0 | 0 | 0 | 0 | 0 | 0 | 0 | 0 | 0 | 0 | 0 | 0 | 0 | 0 | 0 | 0 | 0 | 0 | 0 | 0 | 0 | 0 | 0 | 0 | 0 | 0 | 0 | 0 | 0 | 0 | 0 | 0 | 0 | 0 | 0 | 0 | 0 | 0 | 0 | 0 | 0 | 0 | 0 | 0 | 0 | 0 | 0 | 0 | 0 | 0 | 0 | 0 | 0 | 0 | 0 | 0 | 0 | 0 | 0 | 0 | 0 | 0 | 0 | 0 | 0 | 0 | 0 | 0 | 0 | 0
C.01.05.01 |  | Earth Works | 180 | 0% | project manager/Contracting | C12 "Update Main Contracts" | See table page 1 - H - 100k€ / KM or L - 60k€ / KM - access roads | 0
C.01.05.02 |  | Civil Works | 600 | 0% | project manager/Contracting | C12 "Update Main Contracts" | H - 250k€ / WTG or L - 150k€ / WTG - Foundations, platforms, excavations | 0
C.01.05.03 |  | Penstock - Supply |  | 0% | project manager/Contracting | C12 "Update Main Contracts" | Warning: If piles, add 100k€ / WTG | 0
C.01.05.04 |  | Penstock - Earth and Civil Works |  | 0% | project manager/Contracting | C12 "Update Main Contracts" |  | 0
C.01.05.05 |  | Penstock - Installation |  | 0% | project manager/Contracting | C12 "Update Main Contracts" |  | 0
C.01.05.06 |  | Mechanical equipments : Gates (flood, flushing, inlet, surge), Racks, Cleaning Machine |  | 0% | project manager/Contracting | C12 "Update Main Contracts" |  | 0
C.01.06 |  | Power Storage Solution (only batteries) |  | 0% | project manager/Contracting | C12 "Update Main Contracts" |  | 0
C.02 |  | Grid connection done by the Operator | 30 |  |  |  |  | 0 | 0 | 0 | 0 | 0 | 0 | 0 | 0 | 0 | 0 | 0 | 0 | 0 | 0 | 0 | 0 | 0 | 0 | 0 | 0 | 0 | 0 | 0 | 0 | 0 | 0 | 0 | 0 | 0 | 0 | 0 | 0 | 0 | 0 | 0 | 0 | 0 | 0 | 0 | 0 | 0 | 0 | 0 | 0 | 0 | 0 | 0 | 0 | 0 | 0 | 0 | 0 | 0 | 0 | 0 | 0 | 0 | 0 | 0 | 0 | 0 | 0 | 0 | 0 | 0 | 0 | 0 | 0 | 0 | 0 | 0 | 0 | 0 | 0 | 0 | 0 | 0 | 0 | 0 | 0 | 0 | 0 | 0 | 0 | 0 | 0 | 0 | 0 | 0 | 0 | 0 | 0 | 0 | 0 | 0 | 0 | 0 | 0 | 0 | 0 | 0 | 0 | 0 | 0 | 0 | 0 | 0 | 0 | 0 | 0 | 0 | 0 | 0 | 0 | 0 | 0 | 0 | 0 | 0 | 0 | 0 | 0 | 0 | 0 | 0 | 0 | 0 | 0 | 0 | 0 | 0 | 0 | 0 | 0 | 0 | 0 | 0 | 0 | 0 | 0 | 0 | 0 | 0 | 0 | 0 | 0 | 0 | 0 | 0 | 0 | 0 | 0 | 0 | 0 | 0 | 0 | 0 | 0 | 0 | 0 | 0 | 0 | 0 | 0 | 0 | 0 | 0 | 0 | 0 | 0 | 0 | 0 | 0 | 0 | 0 | 0 | 0 | 0 | 0 | 0 | 0 | 0 | 0 | 0 | 0 | 0 | 0 | 0 | 0 | 0 | 0 | 0 | 0
C.02.01 |  | Grid Usage Subscription fees | 30 | 0% | project manager/Construction team | C12 "Update Main Contracts" |  | 0
C.02.02 |  | Grid operator Substation |  | 0% | project manager/Construction team | C12 "Update Main Contracts" | If no substation to build or works handled by the grid operation, please enter the expected costs | 0
C.02.03 |  | Overhead line |  | 0% | project manager/Construction team | C12 "Update Main Contracts" |  | 0
C.03 |  | Other costs for construction | 40 |  |  |  |  | 0 | 0 | 0 | 0 | 0 | 0 | 0 | 0 | 0 | 0 | 0 | 0 | 0 | 0 | 0 | 0 | 0 | 0 | 0 | 0 | 0 | 0 | 0 | 0 | 0 | 0 | 0 | 0 | 0 | 0 | 0 | 0 | 0 | 0 | 0 | 0 | 0 | 0 | 0 | 0 | 0 | 0 | 0 | 0 | 0 | 0 | 0 | 0 | 0 | 0 | 0 | 0 | 0 | 0 | 0 | 0 | 0 | 0 | 0 | 0 | 0 | 0 | 0 | 0 | 0 | 0 | 0 | 0 | 0 | 0 | 0 | 0 | 0 | 0 | 0 | 0 | 0 | 0 | 0 | 0 | 0 | 0 | 0 | 0 | 0 | 0 | 0 | 0 | 0 | 0 | 0 | 0 | 0 | 0 | 0 | 0 | 0 | 0 | 0 | 0 | 0 | 0 | 0 | 0 | 0 | 0 | 0 | 0 | 0 | 0 | 0 | 0 | 0 | 0 | 0 | 0 | 0 | 0 | 0 | 0 | 0 | 0 | 0 | 0 | 0 | 0 | 0 | 0 | 0 | 0 | 0 | 0 | 0 | 0 | 0 | 0 | 0 | 0 | 0 | 0 | 0 | 0 | 0 | 0 | 0 | 0 | 0 | 0 | 0 | 0 | 0 | 0 | 0 | 0 | 0 | 0 | 0 | 0 | 0 | 0 | 0 | 0 | 0 | 0 | 0 | 0 | 0 | 0 | 0 | 0 | 0 | 0 | 0 | 0 | 0 | 0 | 0 | 0 | 0 | 0 | 0 | 0 | 0 | 0 | 0 | 0 | 0 | 0 | 0 | 0 | 0 | 0 | 0
C.03.01 |  | Utilies consumption (energy, water,…) | 20 | 0% | Construction team |  | 100k€ fixed | 0
C.03.02 |  | Telecom consumption during construction | 0 | 0% | Construction team |  |  | 0
C.03.03 |  | Security during construction |  | 0% | Construction team |  |  | 0
C.03.04 |  | Lender's E&S Monitoring |  | 0% | Project finance | C12 "Update Main Contracts" |  | 0
C.03.05 |  | Lender's Technical Monitoring |  | 0% | Project finance | C12 "Update Main Contracts" |  | 0
C.03.06 |  | Environmental and Social Monitoring | 20 |  |  |  |  | 0 | 0 | 0 | 0 | 0 | 0 | 0 | 0 | 0 | 0 | 0 | 0 | 0 | 0 | 0 | 0 | 0 | 0 | 0 | 0 | 0 | 0 | 0 | 0 | 0 | 0 | 0 | 0 | 0 | 0 | 0 | 0 | 0 | 0 | 0 | 0 | 0 | 0 | 0 | 0 | 0 | 0 | 0 | 0 | 0 | 0 | 0 | 0 | 0 | 0 | 0 | 0 | 0 | 0 | 0 | 0 | 0 | 0 | 0 | 0 | 0 | 0 | 0 | 0 | 0 | 0 | 0 | 0 | 0 | 0 | 0 | 0 | 0 | 0 | 0 | 0 | 0 | 0 | 0 | 0 | 0 | 0 | 0 | 0 | 0 | 0 | 0 | 0 | 0 | 0 | 0 | 0 | 0 | 0 | 0 | 0 | 0 | 0 | 0 | 0 | 0 | 0 | 0 | 0 | 0 | 0 | 0 | 0 | 0 | 0 | 0 | 0 | 0 | 0 | 0 | 0 | 0 | 0 | 0 | 0 | 0 | 0 | 0 | 0 | 0 | 0 | 0 | 0 | 0 | 0 | 0 | 0 | 0 | 0 | 0 | 0 | 0 | 0 | 0 | 0 | 0 | 0 | 0 | 0 | 0 | 0 | 0 | 0 | 0 | 0 | 0 | 0 | 0 | 0 | 0 | 0 | 0 | 0 | 0 | 0 | 0 | 0 | 0 | 0 | 0 | 0 | 0 | 0 | 0 | 0 | 0 | 0 | 0 | 0 | 0 | 0 | 0 | 0 | 0 | 0 | 0 | 0 | 0 | 0 | 0 | 0 | 0 | 0 | 0 | 0 | 0 | 0 | 0
C.03.06.01 |  | Expert Fauna&Flaura Monitoring | 20 | 0% | project manager/Construction team |  |  | 0
C.03.06.02 |  | Expert Noise monitoring / Acoustic campaign |  | 0% | project manager/Construction team |  |  | 0
C.04 |  | Investments to prepare operation phase | 160 |  |  |  |  | 0 | 0 | 0 | 0 | 0 | 0 | 0 | 0 | 0 | 0 | 0 | 0 | 0 | 0 | 0 | 0 | 0 | 0 | 0 | 0 | 0 | 0 | 0 | 0 | 0 | 0 | 0 | 0 | 0 | 0 | 0 | 0 | 0 | 0 | 0 | 0 | 0 | 0 | 0 | 0 | 0 | 0 | 0 | 0 | 0 | 0 | 0 | 0 | 0 | 0 | 0 | 0 | 0 | 0 | 0 | 0 | 0 | 0 | 0 | 0 | 0 | 0 | 0 | 0 | 0 | 0 | 0 | 0 | 0 | 0 | 0 | 0 | 0 | 0 | 0 | 0 | 0 | 0 | 0 | 0 | 0 | 0 | 0 | 0 | 0 | 0 | 0 | 0 | 0 | 0 | 0 | 0 | 0 | 0 | 0 | 0 | 0 | 0 | 0 | 0 | 0 | 0 | 0 | 0 | 0 | 0 | 0 | 0 | 0 | 0 | 0 | 0 | 0 | 0 | 0 | 0 | 0 | 0 | 0 | 0 | 0 | 0 | 0 | 0 | 0 | 0 | 0 | 0 | 0 | 0 | 0 | 0 | 0 | 0 | 0 | 0 | 0 | 0 | 0 | 0 | 0 | 0 | 0 | 0 | 0 | 0 | 0 | 0 | 0 | 0 | 0 | 0 | 0 | 0 | 0 | 0 | 0 | 0 | 0 | 0 | 0 | 0 | 0 | 0 | 0 | 0 | 0 | 0 | 0 | 0 | 0 | 0 | 0 | 0 | 0 | 0 | 0 | 0 | 0 | 0 | 0 | 0 | 0 | 0 | 0 | 0 | 0 | 0 | 0 | 0 | 0 | 0 | 0
C.04.01 |  | Networks connection & subscription | 30 |  |  |  |  | 0 | 0 | 0 | 0 | 0 | 0 | 0 | 0 | 0 | 0 | 0 | 0 | 0 | 0 | 0 | 0 | 0 | 0 | 0 | 0 | 0 | 0 | 0 | 0 | 0 | 0 | 0 | 0 | 0 | 0 | 0 | 0 | 0 | 0 | 0 | 0 | 0 | 0 | 0 | 0 | 0 | 0 | 0 | 0 | 0 | 0 | 0 | 0 | 0 | 0 | 0 | 0 | 0 | 0 | 0 | 0 | 0 | 0 | 0 | 0 | 0 | 0 | 0 | 0 | 0 | 0 | 0 | 0 | 0 | 0 | 0 | 0 | 0 | 0 | 0 | 0 | 0 | 0 | 0 | 0 | 0 | 0 | 0 | 0 | 0 | 0 | 0 | 0 | 0 | 0 | 0 | 0 | 0 | 0 | 0 | 0 | 0 | 0 | 0 | 0 | 0 | 0 | 0 | 0 | 0 | 0 | 0 | 0 | 0 | 0 | 0 | 0 | 0 | 0 | 0 | 0 | 0 | 0 | 0 | 0 | 0 | 0 | 0 | 0 | 0 | 0 | 0 | 0 | 0 | 0 | 0 | 0 | 0 | 0 | 0 | 0 | 0 | 0 | 0 | 0 | 0 | 0 | 0 | 0 | 0 | 0 | 0 | 0 | 0 | 0 | 0 | 0 | 0 | 0 | 0 | 0 | 0 | 0 | 0 | 0 | 0 | 0 | 0 | 0 | 0 | 0 | 0 | 0 | 0 | 0 | 0 | 0 | 0 | 0 | 0 | 0 | 0 | 0 | 0 | 0 | 0 | 0 | 0 | 0 | 0 | 0 | 0 | 0 | 0 | 0 | 0 | 0 | 0
C.04.01.01 |  | Utilies (water, sewage,... ) |  | 0% | Construction team |  |  | 0
C.04.01.02 |  | Telecom | 30 | 0% | Construction team |  | 50k€ fixed | 0
C.04.02 |  | Monitoring | 50 |  |  |  |  | 0 | 0 | 0 | 0 | 0 | 0 | 0 | 0 | 0 | 0 | 0 | 0 | 0 | 0 | 0 | 0 | 0 | 0 | 0 | 0 | 0 | 0 | 0 | 0 | 0 | 0 | 0 | 0 | 0 | 0 | 0 | 0 | 0 | 0 | 0 | 0 | 0 | 0 | 0 | 0 | 0 | 0 | 0 | 0 | 0 | 0 | 0 | 0 | 0 | 0 | 0 | 0 | 0 | 0 | 0 | 0 | 0 | 0 | 0 | 0 | 0 | 0 | 0 | 0 | 0 | 0 | 0 | 0 | 0 | 0 | 0 | 0 | 0 | 0 | 0 | 0 | 0 | 0 | 0 | 0 | 0 | 0 | 0 | 0 | 0 | 0 | 0 | 0 | 0 | 0 | 0 | 0 | 0 | 0 | 0 | 0 | 0 | 0 | 0 | 0 | 0 | 0 | 0 | 0 | 0 | 0 | 0 | 0 | 0 | 0 | 0 | 0 | 0 | 0 | 0 | 0 | 0 | 0 | 0 | 0 | 0 | 0 | 0 | 0 | 0 | 0 | 0 | 0 | 0 | 0 | 0 | 0 | 0 | 0 | 0 | 0 | 0 | 0 | 0 | 0 | 0 | 0 | 0 | 0 | 0 | 0 | 0 | 0 | 0 | 0 | 0 | 0 | 0 | 0 | 0 | 0 | 0 | 0 | 0 | 0 | 0 | 0 | 0 | 0 | 0 | 0 | 0 | 0 | 0 | 0 | 0 | 0 | 0 | 0 | 0 | 0 | 0 | 0 | 0 | 0 | 0 | 0 | 0 | 0 | 0 | 0 | 0 | 0 | 0 | 0 | 0 | 0 | 0
C.04.02.01 |  | Monitoring system (SCADA & other) | 50 | 0% | Asset Management |  | 50k€ fixed | 0
C.04.02.02 |  | Energy Management System (EMS) |  | 0% | ? |  |  | 0
C.04.03 |  | Main operation investments | 40 |  |  |  |  | 0 | 0 | 0 | 0 | 0 | 0 | 0 | 0 | 0 | 0 | 0 | 0 | 0 | 0 | 0 | 0 | 0 | 0 | 0 | 0 | 0 | 0 | 0 | 0 | 0 | 0 | 0 | 0 | 0 | 0 | 0 | 0 | 0 | 0 | 0 | 0 | 0 | 0 | 0 | 0 | 0 | 0 | 0 | 0 | 0 | 0 | 0 | 0 | 0 | 0 | 0 | 0 | 0 | 0 | 0 | 0 | 0 | 0 | 0 | 0 | 0 | 0 | 0 | 0 | 0 | 0 | 0 | 0 | 0 | 0 | 0 | 0 | 0 | 0 | 0 | 0 | 0 | 0 | 0 | 0 | 0 | 0 | 0 | 0 | 0 | 0 | 0 | 0 | 0 | 0 | 0 | 0 | 0 | 0 | 0 | 0 | 0 | 0 | 0 | 0 | 0 | 0 | 0 | 0 | 0 | 0 | 0 | 0 | 0 | 0 | 0 | 0 | 0 | 0 | 0 | 0 | 0 | 0 | 0 | 0 | 0 | 0 | 0 | 0 | 0 | 0 | 0 | 0 | 0 | 0 | 0 | 0 | 0 | 0 | 0 | 0 | 0 | 0 | 0 | 0 | 0 | 0 | 0 | 0 | 0 | 0 | 0 | 0 | 0 | 0 | 0 | 0 | 0 | 0 | 0 | 0 | 0 | 0 | 0 | 0 | 0 | 0 | 0 | 0 | 0 | 0 | 0 | 0 | 0 | 0 | 0 | 0 | 0 | 0 | 0 | 0 | 0 | 0 | 0 | 0 | 0 | 0 | 0 | 0 | 0 | 0 | 0 | 0 | 0 | 0 | 0 | 0 | 0
C.04.03.01 |  | Production Unit Capital spare parts |  | 0% | project manager/Asset Management |  |  | 0
C.04.03.02 |  | Production Unit Flow Parts (Wear and Tears) |  | 0% | project manager/Asset Management |  |  | 0
C.04.03.03 |  | Electrical Spare parts for BOP | 20 | 0% | project manager/Asset Management |  | 100k€ fixed if substation | 0
C.04.03.04 |  | Mobilisation fees |  | 0% | project manager/Asset Management |  |  | 0
C.04.03.05 |  | O&M Building | 0 | 0% | project manager/Asset Management |  | O&M Building if park is bigger than 100MW - 100k€ | 0
C.04.03.06 |  | Meteo Station | 0 | 0% | project manager/Asset Management |  | 100k€ fixed | 0
C.04.03.07 |  | Special vehicles and Operation equipments specific to techno |  | 0% | project manager/Asset Management |  | If snow, or specific conditions on site during operation: Add 50 k€ | 0
C.04.03.08 |  | Mitigation measures (E&S) | 20 | 0% | project manager |  | 20k if H - 0 if L | 0
C.04.03.09 |  | Agrinergy |  | 0% | Agrinergy team |  |  | 0
C.04.03.10 |  | Surveillance System for Operation |  | 0% | Construction team |  |  | 0
C.04.04 |  | Commissioning | 40 |  |  |  |  | 0 | 0 | 0 | 0 | 0 | 0 | 0 | 0 | 0 | 0 | 0 | 0 | 0 | 0 | 0 | 0 | 0 | 0 | 0 | 0 | 0 | 0 | 0 | 0 | 0 | 0 | 0 | 0 | 0 | 0 | 0 | 0 | 0 | 0 | 0 | 0 | 0 | 0 | 0 | 0 | 0 | 0 | 0 | 0 | 0 | 0 | 0 | 0 | 0 | 0 | 0 | 0 | 0 | 0 | 0 | 0 | 0 | 0 | 0 | 0 | 0 | 0 | 0 | 0 | 0 | 0 | 0 | 0 | 0 | 0 | 0 | 0 | 0 | 0 | 0 | 0 | 0 | 0 | 0 | 0 | 0 | 0 | 0 | 0 | 0 | 0 | 0 | 0 | 0 | 0 | 0 | 0 | 0 | 0 | 0 | 0 | 0 | 0 | 0 | 0 | 0 | 0 | 0 | 0 | 0 | 0 | 0 | 0 | 0 | 0 | 0 | 0 | 0 | 0 | 0 | 0 | 0 | 0 | 0 | 0 | 0 | 0 | 0 | 0 | 0 | 0 | 0 | 0 | 0 | 0 | 0 | 0 | 0 | 0 | 0 | 0 | 0 | 0 | 0 | 0 | 0 | 0 | 0 | 0 | 0 | 0 | 0 | 0 | 0 | 0 | 0 | 0 | 0 | 0 | 0 | 0 | 0 | 0 | 0 | 0 | 0 | 0 | 0 | 0 | 0 | 0 | 0 | 0 | 0 | 0 | 0 | 0 | 0 | 0 | 0 | 0 | 0 | 0 | 0 | 0 | 0 | 0 | 0 | 0 | 0 | 0 | 0 | 0 | 0 | 0 | 0 | 0 | 0
C.04.04.01 |  | Commissioning and Inspections advisors | 40 | 0% | project manager/Construction team |  | 5k/WTG + 20k/ SS | 0
C.04.04.02 |  | Power Curve Testing | 0 | 0% | project manager/Construction team |  | PC testing if park is bigger than 100MW - 200k€ | 0
C.04.04.03 |  | Commissioning costs (fuel, energy&utilities) and potential revenues |  | 0% | project manager/Construction team |  |  | 0
C.04.05 |  | Others |  | 0% | project manager |  |  | 0
C.05 |  | Construction Management | 636.612 |  |  |  |  | 0 | 0 | 0 | 0 | 0 | 0 | 0 | 0 | 0 | 0 | 0 | 0 | 0 | 0 | 0 | 0 | 0 | 0 | 0 | 0 | 0 | 0 | 0 | 0 | 0 | 0 | 0 | 0 | 0 | 0 | 0 | 0 | 0 | 0 | 0 | 0 | 0 | 0 | 0 | 0 | 0 | 0 | 0 | 0 | 0 | 0 | 0 | 0 | 0 | 0 | 0 | 0 | 0 | 0 | 0 | 0 | 0 | 0 | 0 | 0 | 0 | 0 | 0 | 0 | 0 | 0 | 0 | 0 | 0 | 0 | 0 | 0 | 0 | 0 | 0 | 0 | 0 | 0 | 0 | 0 | 0 | 0 | 0 | 0 | 0 | 0 | 0 | 0 | 0 | 0 | 0 | 0 | 0 | 0 | 0 | 0 | 0 | 0 | 0 | 0 | 0 | 0 | 0 | 0 | 0 | 0 | 0 | 0 | 0 | 0 | 0 | 0 | 0 | 0 | 0 | 0 | 0 | 0 | 0 | 0 | 0 | 0 | 0 | 0 | 0 | 0 | 0 | 0 | 0 | 0 | 0 | 0 | 0 | 0 | 0 | 0 | 0 | 0 | 0 | 0 | 0 | 0 | 0 | 0 | 0 | 0 | 0 | 0 | 0 | 0 | 0 | 0 | 0 | 0 | 0 | 0 | 0 | 0 | 0 | 0 | 0 | 0 | 0 | 0 | 0 | 0 | 0 | 0 | 0 | 0 | 0 | 0 | 0 | 0 | 0 | 0 | 0 | 0 | 0 | 0 | 0 | 0 | 0 | 0 | 0 | 0 | 0 | 0 | 0 | 0 | 0 | 0 | 0
C.05.01 |  | Akuo Construction Services | 546.612 | 100% | Project finance | C12 "Update Main Contracts" | 2% Hard Capex | 0
C.05.02 |  | External Construction Supervision |  | 0% | Construction team | C12 "Update Main Contracts" | Regulatory supervision - country-specific | 0
C.05.03 |  | Geotechnical engineer | 40 | 0% | Construction team | C12 "Update Main Contracts" | 10k€ / WTG | 0
C.05.04 |  | HSE (health and safety) | 50 | 0% | HSE team | C12 "Update Main Contracts" | 50k€ fixed | 0
C.05.05 |  | Quality&Quantities Control |  | 0% | HSE team | C12 "Update Main Contracts" |  | 0
C.05.06 |  | Communication (inauguration etc) |  |  | project manager | C12 "Update Main Contracts" |  | 0
C.05.07 |  | Others |  |  | project manager | C12 "Update Main Contracts" | Add market fees, potential other fees, etc | 0
C.06 |  | Leases & compensation during construction | 8 |  |  |  |  | 0 | 0 | 0 | 0 | 0 | 0 | 0 | 0 | 0 | 0 | 0 | 0 | 0 | 0 | 0 | 0 | 0 | 0 | 0 | 0 | 0 | 0 | 0 | 0 | 0 | 0 | 0 | 0 | 0 | 0 | 0 | 0 | 0 | 0 | 0 | 0 | 0 | 0 | 0 | 0 | 0 | 0 | 0 | 0 | 0 | 0 | 0 | 0 | 0 | 0 | 0 | 0 | 0 | 0 | 0 | 0 | 0 | 0 | 0 | 0 | 0 | 0 | 0 | 0 | 0 | 0 | 0 | 0 | 0 | 0 | 0 | 0 | 0 | 0 | 0 | 0 | 0 | 0 | 0 | 0 | 0 | 0 | 0 | 0 | 0 | 0 | 0 | 0 | 0 | 0 | 0 | 0 | 0 | 0 | 0 | 0 | 0 | 0 | 0 | 0 | 0 | 0 | 0 | 0 | 0 | 0 | 0 | 0 | 0 | 0 | 0 | 0 | 0 | 0 | 0 | 0 | 0 | 0 | 0 | 0 | 0 | 0 | 0 | 0 | 0 | 0 | 0 | 0 | 0 | 0 | 0 | 0 | 0 | 0 | 0 | 0 | 0 | 0 | 0 | 0 | 0 | 0 | 0 | 0 | 0 | 0 | 0 | 0 | 0 | 0 | 0 | 0 | 0 | 0 | 0 | 0 | 0 | 0 | 0 | 0 | 0 | 0 | 0 | 0 | 0 | 0 | 0 | 0 | 0 | 0 | 0 | 0 | 0 | 0 | 0 | 0 | 0 | 0 | 0 | 0 | 0 | 0 | 0 | 0 | 0 | 0 | 0 | 0 | 0 | 0 | 0 | 0 | 0
C.06.01 |  | Leases during construction | 8 | 0% | project manager | C12 "Update Main Contracts" | 2k€ / WTG | 0
C.06.02 |  | Compensation for loss due to business interruption |  | 0% | project manager |  |  | 0
C.07 |  | Insurance during construction | 104.2339 |  |  |  |  | 0 | 0 | 0 | 0 | 0 | 0 | 0 | 0 | 0 | 0 | 0 | 0 | 0 | 0 | 0 | 0 | 0 | 0 | 0 | 0 | 0 | 0 | 0 | 0 | 0 | 0 | 0 | 0 | 0 | 0 | 0 | 0 | 0 | 0 | 0 | 0 | 0 | 0 | 0 | 0 | 0 | 0 | 0 | 0 | 0 | 0 | 0 | 0 | 0 | 0 | 0 | 0 | 0 | 0 | 0 | 0 | 0 | 0 | 0 | 0 | 0 | 0 | 0 | 0 | 0 | 0 | 0 | 0 | 0 | 0 | 0 | 0 | 0 | 0 | 0 | 0 | 0 | 0 | 0 | 0 | 0 | 0 | 0 | 0 | 0 | 0 | 0 | 0 | 0 | 0 | 0 | 0 | 0 | 0 | 0 | 0 | 0 | 0 | 0 | 0 | 0 | 0 | 0 | 0 | 0 | 0 | 0 | 0 | 0 | 0 | 0 | 0 | 0 | 0 | 0 | 0 | 0 | 0 | 0 | 0 | 0 | 0 | 0 | 0 | 0 | 0 | 0 | 0 | 0 | 0 | 0 | 0 | 0 | 0 | 0 | 0 | 0 | 0 | 0 | 0 | 0 | 0 | 0 | 0 | 0 | 0 | 0 | 0 | 0 | 0 | 0 | 0 | 0 | 0 | 0 | 0 | 0 | 0 | 0 | 0 | 0 | 0 | 0 | 0 | 0 | 0 | 0 | 0 | 0 | 0 | 0 | 0 | 0 | 0 | 0 | 0 | 0 | 0 | 0 | 0 | 0 | 0 | 0 | 0 | 0 | 0 | 0 | 0 | 0 | 0 | 0 | 0 | 0
C.07.01 |  | All Construction Risk : Damage and Losses (TRC) | 26.6739 | 0% | Legal team | C12 "Update Main Contracts" | 0,15% of the construction cost (BOP, WTG, grid connection, EPCM) | 0
C.07.02 |  | Civil Liability (RC) | 2 | 0% | Legal team | C12 "Update Main Contracts" | 500€ / WTG | 0
C.07.03 |  | Property damages insurance (DO) | 40 | 0% | Legal team | C12 "Update Main Contracts" | 10 k€ /WTG | 0
C.07.04 |  | Delay in start-up / Anticipated Operating Losses | 7.56 | 0% | Legal team | C12 "Update Main Contracts" | 0,25% of the annual revenues | 0
C.07.05 |  | Marine Cargo DSU | 28 | 0% | Legal team | C12 "Update Main Contracts" | 7k€ /WTG | 0
C.07.06 |  | Others |  | 0% | Legal team | C12 "Update Main Contracts" |  | 0
C.08 |  | Audit, Accounting & Legal Fees during construction | 50 |  |  |  |  | 0 | 0 | 0 | 0 | 0 | 0 | 0 | 0 | 0 | 0 | 0 | 0 | 0 | 0 | 0 | 0 | 0 | 0 | 0 | 0 | 0 | 0 | 0 | 0 | 0 | 0 | 0 | 0 | 0 | 0 | 0 | 0 | 0 | 0 | 0 | 0 | 0 | 0 | 0 | 0 | 0 | 0 | 0 | 0 | 0 | 0 | 0 | 0 | 0 | 0 | 0 | 0 | 0 | 0 | 0 | 0 | 0 | 0 | 0 | 0 | 0 | 0 | 0 | 0 | 0 | 0 | 0 | 0 | 0 | 0 | 0 | 0 | 0 | 0 | 0 | 0 | 0 | 0 | 0 | 0 | 0 | 0 | 0 | 0 | 0 | 0 | 0 | 0 | 0 | 0 | 0 | 0 | 0 | 0 | 0 | 0 | 0 | 0 | 0 | 0 | 0 | 0 | 0 | 0 | 0 | 0 | 0 | 0 | 0 | 0 | 0 | 0 | 0 | 0 | 0 | 0 | 0 | 0 | 0 | 0 | 0 | 0 | 0 | 0 | 0 | 0 | 0 | 0 | 0 | 0 | 0 | 0 | 0 | 0 | 0 | 0 | 0 | 0 | 0 | 0 | 0 | 0 | 0 | 0 | 0 | 0 | 0 | 0 | 0 | 0 | 0 | 0 | 0 | 0 | 0 | 0 | 0 | 0 | 0 | 0 | 0 | 0 | 0 | 0 | 0 | 0 | 0 | 0 | 0 | 0 | 0 | 0 | 0 | 0 | 0 | 0 | 0 | 0 | 0 | 0 | 0 | 0 | 0 | 0 | 0 | 0 | 0 | 0 | 0 | 0 | 0 | 0 | 0
C.08.01 |  | Auditors closing during construction | 50 | 0% | Accounting team | C12 "Update Main Contracts" | 50k€ fixed for 24 months | 0
C.08.02 |  | Accounting closing during construction |  | 0% | Accounting team | C12 "Update Main Contracts" |  | 0
C.08.03 |  | Legal closing during construction |  | 0% | Legal team |  |  | 0
C.08.04 |  | Accounting book-keeping during construction |  | 0% | Accounting team | C12 "Update Main Contracts" |  | 0
C.08.05 |  | Bank book-keeping during construction |  | 0% | project finance | C12 "Update Main Contracts" |  | 0
C.08.06 |  | Legal Formalities during construction |  | 0% | Legal team |  |  | 0
C.08.07 |  | Taxes during construction (regular taxes&specific country tax) |  | 0% | tax department (Intl or France) |  |  | 0
C.09 |  | Import taxes, Customs clearance costs & Others | 0 |  |  |  |  | 0 | 0 | 0 | 0 | 0 | 0 | 0 | 0 | 0 | 0 | 0 | 0 | 0 | 0 | 0 | 0 | 0 | 0 | 0 | 0 | 0 | 0 | 0 | 0 | 0 | 0 | 0 | 0 | 0 | 0 | 0 | 0 | 0 | 0 | 0 | 0 | 0 | 0 | 0 | 0 | 0 | 0 | 0 | 0 | 0 | 0 | 0 | 0 | 0 | 0 | 0 | 0 | 0 | 0 | 0 | 0 | 0 | 0 | 0 | 0 | 0 | 0 | 0 | 0 | 0 | 0 | 0 | 0 | 0 | 0 | 0 | 0 | 0 | 0 | 0 | 0 | 0 | 0 | 0 | 0 | 0 | 0 | 0 | 0 | 0 | 0 | 0 | 0 | 0 | 0 | 0 | 0 | 0 | 0 | 0 | 0 | 0 | 0 | 0 | 0 | 0 | 0 | 0 | 0 | 0 | 0 | 0 | 0 | 0 | 0 | 0 | 0 | 0 | 0 | 0 | 0 | 0 | 0 | 0 | 0 | 0 | 0 | 0 | 0 | 0 | 0 | 0 | 0 | 0 | 0 | 0 | 0 | 0 | 0 | 0 | 0 | 0 | 0 | 0 | 0 | 0 | 0 | 0 | 0 | 0 | 0 | 0 | 0 | 0 | 0 | 0 | 0 | 0 | 0 | 0 | 0 | 0 | 0 | 0 | 0 | 0 | 0 | 0 | 0 | 0 | 0 | 0 | 0 | 0 | 0 | 0 | 0 | 0 | 0 | 0 | 0 | 0 | 0 | 0 | 0 | 0 | 0 | 0 | 0 | 0 | 0 | 0 | 0 | 0 | 0 | 0 | 0 | 0
C.09.01 |  | Import taxes |  | 0% | tax department (Intl or France) | C12 "Update Main Contracts" |  | 0
C.09.02 |  | Customs clearance costs |  | 0% | tax department (Intl or France) | C12 "Update Main Contracts" |  | 0
C.09.03 |  | Others (local specific taxes, VAT NPR etc) |  | 0% | tax department (Intl or France) | C12 "Update Main Contracts" |  | 0
C.10 |  | Bonds costs during construction | 0 |  |  |  |  | 0 | 0 | 0 | 0 | 0 | 0 | 0 | 0 | 0 | 0 | 0 | 0 | 0 | 0 | 0 | 0 | 0 | 0 | 0 | 0 | 0 | 0 | 0 | 0 | 0 | 0 | 0 | 0 | 0 | 0 | 0 | 0 | 0 | 0 | 0 | 0 | 0 | 0 | 0 | 0 | 0 | 0 | 0 | 0 | 0 | 0 | 0 | 0 | 0 | 0 | 0 | 0 | 0 | 0 | 0 | 0 | 0 | 0 | 0 | 0 | 0 | 0 | 0 | 0 | 0 | 0 | 0 | 0 | 0 | 0 | 0 | 0 | 0 | 0 | 0 | 0 | 0 | 0 | 0 | 0 | 0 | 0 | 0 | 0 | 0 | 0 | 0 | 0 | 0 | 0 | 0 | 0 | 0 | 0 | 0 | 0 | 0 | 0 | 0 | 0 | 0 | 0 | 0 | 0 | 0 | 0 | 0 | 0 | 0 | 0 | 0 | 0 | 0 | 0 | 0 | 0 | 0 | 0 | 0 | 0 | 0 | 0 | 0 | 0 | 0 | 0 | 0 | 0 | 0 | 0 | 0 | 0 | 0 | 0 | 0 | 0 | 0 | 0 | 0 | 0 | 0 | 0 | 0 | 0 | 0 | 0 | 0 | 0 | 0 | 0 | 0 | 0 | 0 | 0 | 0 | 0 | 0 | 0 | 0 | 0 | 0 | 0 | 0 | 0 | 0 | 0 | 0 | 0 | 0 | 0 | 0 | 0 | 0 | 0 | 0 | 0 | 0 | 0 | 0 | 0 | 0 | 0 | 0 | 0 | 0 | 0 | 0 | 0 | 0 | 0 | 0 | 0 | 0
C.10.01 |  | Performance bond costs | 0 | 0% | treasury | at bond issuance | 0,5% per quarter on 80% of the WTG + BOP price | 0
C.10.02 |  | Dismantling bond costs |  | 0% | treasury | at bond issuance |  | 0
C.11 |  | Financing Costs during construction | 160 |  |  |  |  | 0 | 0 | 0 | 0 | 0 | 0 | 0 | 0 | 0 | 0 | 0 | 0 | 0 | 0 | 0 | 0 | 0 | 0 | 0 | 0 | 0 | 0 | 0 | 0 | 0 | 0 | 0 | 0 | 0 | 0 | 0 | 0 | 0 | 0 | 0 | 0 | 0 | 0 | 0 | 0 | 0 | 0 | 0 | 0 | 0 | 0 | 0 | 0 | 0 | 0 | 0 | 0 | 0 | 0 | 0 | 0 | 0 | 0 | 0 | 0 | 0 | 0 | 0 | 0 | 0 | 0 | 0 | 0 | 0 | 0 | 0 | 0 | 0 | 0 | 0 | 0 | 0 | 0 | 0 | 0 | 0 | 0 | 0 | 0 | 0 | 0 | 0 | 0 | 0 | 0 | 0 | 0 | 0 | 0 | 0 | 0 | 0 | 0 | 0 | 0 | 0 | 0 | 0 | 0 | 0 | 0 | 0 | 0 | 0 | 0 | 0 | 0 | 0 | 0 | 0 | 0 | 0 | 0 | 0 | 0 | 0 | 0 | 0 | 0 | 0 | 0 | 0 | 0 | 0 | 0 | 0 | 0 | 0 | 0 | 0 | 0 | 0 | 0 | 0 | 0 | 0 | 0 | 0 | 0 | 0 | 0 | 0 | 0 | 0 | 0 | 0 | 0 | 0 | 0 | 0 | 0 | 0 | 0 | 0 | 0 | 0 | 0 | 0 | 0 | 0 | 0 | 0 | 0 | 0 | 0 | 0 | 0 | 0 | 0 | 0 | 0 | 0 | 0 | 0 | 0 | 0 | 0 | 0 | 0 | 0 | 0 | 0 | 0 | 0 | 0 | 0 | 0 | 0
C.11.01 |  | IDCs LT debt | 120 | 0% | project finance |  | gross asumption - 30k€ /WTG | 0
C.11.02 |  | IDCs VAT debt |  | 0% | project finance |  |  | 0
C.11.03 |  | IDCSs on Reserve Account |  | 0% | project finance |  |  | 0
C.11.04 |  | Commitment Fees LT debt | 40 | 0% | project finance |  | gross asumption - 10k€ /WTG | 0
C.11.05 |  | Commitment Fees VAT debt |  | 0% | project finance |  |  | 0
C.11.06 |  | Commitment Fees on Reserve Account |  | 0% | project finance |  |  | 0
C.12 |  | Akuo Project development | 1705.216 |  |  |  |  | 698 | 0 | 0 | 0 | 0 | 0 | 0 | 0 | 0 | 0 | 0 | 0 | 0 | 0 | 0 | 0 | 0 | 0 | 0 | 0 | 0 | 0 | 0 | 0 | 0 | 0 | 0 | 0 | 0 | 0 | 0 | 0 | 0 | 0 | 0 | 5.6 | 10.85 | 5.6 | 10.85 | 5.6 | 55.25 | 50 | 33.25 | 28 | 33.25 | 32 | 42.5 | 28 | 37.25 | 32 | 56.75 | 44 | 38.75 | 16 | 81.25 | 0 | 5.25 | 4 | 10.5 | 0 | 5.25 | 0 | 5.25 | 0 | 5.25 | 0 | 5.25 | 0 | 5.25 | 0 | 5.25 | 0 | 0 | 0 | 0 | 0 | 0 | 0 | 0 | 0 | 0 | 0 | 0 | 0 | 0 | 0 | 0 | 0 | 0 | 0 | 0 | 0 | 0 | 0 | 0 | 0 | 0 | 0 | 0 | 0 | 0 | 0 | 0 | 0 | 0 | 0 | 0 | 0 | 0 | 0 | 0 | 0 | 0 | 0 | 0 | 0 | 0 | 0 | 0 | 0 | 0 | 0 | 0 | 0 | 0 | 0 | 0 | 0 | 0 | 0 | 0 | 0 | 0 | 0 | 0 | 0 | 0 | 0 | 0 | 0 | 0 | 0 | 0 | 0 | 0 | 0 | 0 | 0 | 0 | 0 | 0 | 0 | 0 | 0 | 0 | 0 | 0 | 0 | 0 | 0 | 0 | 0 | 0 | 0 | 0 | 0 | 0 | 0 | 0 | 0 | 0 | 0 | 0 | 0 | 0 | 0 | 0 | 0 | 0 | 0 | 0 | 0 | 0 | 0 | 0 | 0 | 0 | 0 | 0 | 0 | 0 | 0 | 0
C.12.01 |  | Akuo Development Services Agreement | 728.816 | 100% | project finance | C12 "Update Main Contracts" | 5% Hard Capex | 0
C.12.02 |  | Dev Costs | 976.4 | 0% | cf above | cf above | see detail above (section A) | 698 | 0 | 0 | 0 | 0 | 0 | 0 | 0 | 0 | 0 | 0 | 0 | 0 | 0 | 0 | 0 | 0 | 0 | 0 | 0 | 0 | 0 | 0 | 0 | 0 | 0 | 0 | 0 | 0 | 0 | 0 | 0 | 0 | 0 | 0 | 5.6 | 10.85 | 5.6 | 10.85 | 5.6 | 55.25 | 50 | 33.25 | 28 | 33.25 | 32 | 42.5 | 28 | 37.25 | 32 | 56.75 | 44 | 38.75 | 16 | 81.25 | 0 | 5.25 | 4 | 10.5 | 0 | 5.25 | 0 | 5.25 | 0 | 5.25 | 0 | 5.25 | 0 | 5.25 | 0 | 5.25 | 0 | 0 | 0 | 0 | 0 | 0 | 0 | 0 | 0 | 0 | 0 | 0 | 0 | 0 | 0 | 0 | 0 | 0 | 0 | 0 | 0 | 0 | 0 | 0 | 0 | 0 | 0 | 0 | 0 | 0 | 0 | 0 | 0 | 0 | 0 | 0 | 0 | 0 | 0 | 0 | 0 | 0 | 0 | 0 | 0 | 0 | 0 | 0 | 0 | 0 | 0 | 0 | 0 | 0 | 0 | 0 | 0 | 0 | 0 | 0 | 0 | 0 | 0 | 0 | 0 | 0 | 0 | 0 | 0 | 0 | 0 | 0 | 0 | 0 | 0 | 0 | 0 | 0 | 0 | 0 | 0 | 0 | 0 | 0 | 0 | 0 | 0 | 0 | 0 | 0 | 0 | 0 | 0 | 0 | 0 | 0 | 0 | 0 | 0 | 0 | 0 | 0 | 0 | 0 | 0 | 0 | 0 | 0 | 0 | 0 | 0 | 0 | 0 | 0 | 0 | 0 | 0 | 0 | 0 | 0 | 0 | 0
C.13 |  | M&A & Co-developer costs | 0 | 0% | cf above | cf above | see detail above (section A) | 0 | 0 | 0 | 0 | 0 | 0 | 0 | 0 | 0 | 0 | 0 | 0 | 0 | 0 | 0 | 0 | 0 | 0 | 0 | 0 | 0 | 0 | 0 | 0 | 0 | 0 | 0 | 0 | 0 | 0 | 0 | 0 | 0 | 0 | 0 | 0 | 0 | 0 | 0 | 0 | 0 | 0 | 0 | 0 | 0 | 0 | 0 | 0 | 0 | 0 | 0 | 0 | 0 | 0 | 0 | 0 | 0 | 0 | 0 | 0 | 0 | 0 | 0 | 0 | 0 | 0 | 0 | 0 | 0 | 0 | 0 | 0 | 0 | 0 | 0 | 0 | 0 | 0 | 0 | 0 | 0 | 0 | 0 | 0 | 0 | 0 | 0 | 0 | 0 | 0 | 0 | 0 | 0 | 0 | 0 | 0 | 0 | 0 | 0 | 0 | 0 | 0 | 0 | 0 | 0 | 0 | 0 | 0 | 0 | 0 | 0 | 0 | 0 | 0 | 0 | 0 | 0 | 0 | 0 | 0 | 0 | 0 | 0 | 0 | 0 | 0 | 0 | 0 | 0 | 0 | 0 | 0 | 0 | 0 | 0 | 0 | 0 | 0 | 0 | 0 | 0 | 0 | 0 | 0 | 0 | 0 | 0 | 0 | 0 | 0 | 0 | 0 | 0 | 0 | 0 | 0 | 0 | 0 | 0 | 0 | 0 | 0 | 0 | 0 | 0 | 0 | 0 | 0 | 0 | 0 | 0 | 0 | 0 | 0 | 0 | 0 | 0 | 0 | 0 | 0 | 0 | 0 | 0 | 0 | 0 | 0 | 0 | 0 | 0 | 0 | 0 | 0 | 0
C.14 |  | Project finance costs due at closing | 1338.306 | 0% | cf above | cf above | see detail above (section B) | 0 | 0 | 0 | 0 | 0 | 0 | 0 | 0 | 0 | 0 | 0 | 0 | 0 | 0 | 0 | 0 | 0 | 0 | 0 | 0 | 0 | 0 | 0 | 0 | 0 | 0 | 0 | 0 | 0 | 0 | 0 | 0 | 0 | 0 | 0 | 0 | 0 | 0 | 0 | 0 | 0 | 0 | 0 | 0 | 0 | 0 | 0 | 0 | 0 | 0 | 0 | 0 | 0 | 0 | 0 | 0 | 0 | 0 | 0 | 0 | 0 | 0 | 0 | 0 | 0 | 0 | 0 | 0 | 0 | 0 | 0 | 0 | 0 | 0 | 0 | 0 | 0 | 0 | 0 | 0 | 0 | 0 | 0 | 0 | 0 | 0 | 0 | 0 | 0 | 0 | 0 | 0 | 0 | 0 | 0 | 0 | 0 | 0 | 0 | 0 | 0 | 0 | 0 | 0 | 0 | 0 | 0 | 0 | 0 | 0 | 0 | 0 | 0 | 0 | 0 | 0 | 0 | 0 | 0 | 0 | 0 | 0 | 0 | 0 | 0 | 0 | 0 | 0 | 0 | 0 | 0 | 0 | 0 | 0 | 0 | 0 | 0 | 0 | 0 | 0 | 0 | 0 | 0 | 0 | 0 | 0 | 0 | 0 | 0 | 0 | 0 | 0 | 0 | 0 | 0 | 0 | 0 | 0 | 0 | 0 | 0 | 0 | 0 | 0 | 0 | 0 | 0 | 0 | 0 | 0 | 0 | 0 | 0 | 0 | 0 | 0 | 0 | 0 | 0 | 0 | 0 | 0 | 0 | 0 | 0 | 0 | 0 | 0 | 0 | 0 | 0 | 0 | 0
C.15 |  | Reserve accounts & Working Capital | 600 |  |  |  | USER GUIDE : infos à remplir au cosing financier par le project finance | 0 | 0 | 0 | 0 | 0 | 0 | 0 | 0 | 0 | 0 | 0 | 0 | 0 | 0 | 0 | 0 | 0 | 0 | 0 | 0 | 0 | 0 | 0 | 0 | 0 | 0 | 0 | 0 | 0 | 0 | 0 | 0 | 0 | 0 | 0 | 0 | 0 | 0 | 0 | 0 | 0 | 0 | 0 | 0 | 0 | 0 | 0 | 0 | 0 | 0 | 0 | 0 | 0 | 0 | 0 | 0 | 0 | 0 | 0 | 0 | 0 | 0 | 0 | 0 | 0 | 0 | 0 | 0 | 0 | 0 | 0 | 0 | 0 | 0 | 0 | 0 | 0 | 0 | 0 | 0 | 0 | 0 | 0 | 0 | 0 | 0 | 0 | 0 | 0 | 0 | 0 | 0 | 0 | 0 | 0 | 0 | 0 | 0 | 0 | 0 | 0 | 0 | 0 | 0 | 0 | 0 | 0 | 0 | 0 | 0 | 0 | 0 | 0 | 0 | 0 | 0 | 0 | 0 | 0 | 0 | 0 | 0 | 0 | 0 | 0 | 0 | 0 | 0 | 0 | 0 | 0 | 0 | 0 | 0 | 0 | 0 | 0 | 0 | 0 | 0 | 0 | 0 | 0 | 0 | 0 | 0 | 0 | 0 | 0 | 0 | 0 | 0 | 0 | 0 | 0 | 0 | 0 | 0 | 0 | 0 | 0 | 0 | 0 | 0 | 0 | 0 | 0 | 0 | 0 | 0 | 0 | 0 | 0 | 0 | 0 | 0 | 0 | 0 | 0 | 0 | 0 | 0 | 0 | 0 | 0 | 0 | 0 | 0 | 0 | 0 | 0 | 0 | 0
C.15.01 |  | DSRA | 600 | 0% | project finance |  | gross asumption - 200k€ /WTG | 0
C.15.02 |  | MMRA/other reserve accounts |  | 0% | project finance |  | if multiples or other type, please concatenate here | 0
C.15.03 |  | Working Capital |  | 0% | project finance |  |  | 0
C.16 |  | Contingencies | 911.02 | 0% | 1) project manager/ 2) project finance |  | (? including % for construction & % for development & % for financing) | 0
|  | TOTAL | 22659.3879 |  |  |  |  | 698 | 0 | 0 | 0 | 0 | 0 | 0 | 0 | 0 | 0 | 0 | 0 | 0 | 0 | 0 | 0 | 0 | 0 | 0 | 0 | 0 | 0 | 0 | 0 | 0 | 0 | 0 | 0 | 0 | 0 | 0 | 0 | 0 | 0 | 0 | 5.6 | 10.85 | 5.6 | 10.85 | 5.6 | 55.25 | 50 | 33.25 | 28 | 33.25 | 32 | 42.5 | 28 | 37.25 | 32 | 56.75 | 44 | 38.75 | 16 | 81.25 | 0 | 5.25 | 4 | 10.5 | 0 | 5.25 | 0 | 5.25 | 0 | 5.25 | 0 | 5.25 | 0 | 5.25 | 0 | 5.25 | 0 | 0 | 0 | 0 | 0 | 0 | 0 | 0 | 0 | 0 | 0 | 0 | 0 | 0 | 0 | 0 | 0 | 0 | 0 | 0 | 0 | 0 | 0 | 0 | 0 | 0 | 0 | 0 | 0 | 0 | 0 | 0 | 0 | 0 | 0 | 0 | 0 | 0 | 0 | 0 | 0 | 0 | 0 | 0 | 0 | 0 | 0 | 0 | 0 | 0 | 0 | 0 | 0 | 0 | 0 | 0 | 0 | 0 | 0 | 0 | 0 | 0 | 0 | 0 | 0 | 0 | 0 | 0 | 0 | 0 | 0 | 0 | 0 | 0 | 0 | 0 | 0 | 0 | 0 | 0 | 0 | 0 | 0 | 0 | 0 | 0 | 0 | 0 | 0 | 0 | 0 | 0 | 0 | 0 | 0 | 0 | 0 | 0 | 0 | 0 | 0 | 0 | 0 | 0 | 0 | 0 | 0 | 0 | 0 | 0 | 0 | 0 | 0 | 0 | 0 | 0 | 0 | 0 | 0 | 0 | 0 | 0
FAQ:
* Please fill the Main Farm assumption table
* More details can be found in the column H "comments". The figures can be copy/paste directly in the IPP developement budget and the last BP template.
* The OPEX tab need to be adapted to your specific BP
* For small projects (<20MW), some optimizations should be made
Note on E14: Thomas Blondot: beginning of development
Note on E15: Thomas Blondot Construction duration in month
Note on B16: [Threaded comment] Your version of Excel allows you to read this threaded comment; however, any edits to it will get removed if the file is opened in a newer version of Excel. Learn more: https://go.microsoft.com/fwlink/?linkid=870924 Comment: @Marin Uzelac please correct
Note on E16: Thomas Blondot: COD date - default closing + 18 months
Note on I39: Diana Zysset: Mise en forme conditionnelle en fonction budget
Note on D183: [Threaded comment] Your version of Excel allows you to read this threaded comment; however, any edits to it will get removed if the file is opened in a newer version of Excel. Learn more: https://go.microsoft.com/fwlink/?linkid=870924 Comment: we already have a substation, what are the works needed to update? @Marin Uzelac I would think it's not going to cost 1M...
Note on D185: [Threaded comment] Your version of Excel allows you to read this threaded comment; however, any edits to it will get removed if the file is opened in a newer version of Excel. Learn more: https://go.microsoft.com/fwlink/?linkid=870924 Comment: same, we would connect to the same OVHL, no? @Marin Uzelac
Note on D196: [Threaded comment] Your version of Excel allows you to read this threaded comment; however, any edits to it will get removed if the file is opened in a newer version of Excel. Learn more: https://go.microsoft.com/fwlink/?linkid=870924 Comment: @Marin Uzelac nothing?
Note on D201: [Threaded comment] Your version of Excel allows you to read this threaded comment; however, any edits to it will get removed if the file is opened in a newer version of Excel. Learn more: https://go.microsoft.com/fwlink/?linkid=870924 Comment: @Marin Uzelac we should alreayd have that no?
Note on D207: [Threaded comment] Your version of Excel allows you to read this threaded comment; however, any edits to it will get removed if the file is opened in a newer version of Excel. Learn more: https://go.microsoft.com/fwlink/?linkid=870924 Comment: that would be needed of course, i would expect 10-20 k @Marin Uzelac
Note on D220: [Threaded comment] Your version of Excel allows you to read this threaded comment; however, any edits to it will get removed if the file is opened in a newer version of Excel. Learn more: https://go.microsoft.com/fwlink/?linkid=870924 Comment: again, if we have those already, maybe not needed for wind seek? @Marin Uzelac
Note on D223: [Threaded comment] Your version of Excel allows you to read this threaded comment; however, any edits to it will get removed if the file is opened in a newer version of Excel. Learn more: https://go.microsoft.com/fwlink/?linkid=870924 Comment: @Marin Uzelac same... we don't need it
Note on D225: [Threaded comment] Your version of Excel allows you to read this threaded comment; however, any edits to it will get removed if the file is opened in a newer version of Excel. Learn more: https://go.microsoft.com/fwlink/?linkid=870924 Comment: @Marin Uzelac what was ogorje's budget? we should have access to it and have a precise estimation of those...